## Lab Grade Refrigerators
ENERGY STAR Unique ID | ENERGY STAR Partner | Brand Name | Model Name | Additional Model Information | Product Type | NSF/ANSI 456-2021a Certified | Defrost Type | Total Volume (cu. ft.) | Date Certified
4517937 | Thermo Fisher Scientific LLC | Thermo Fisher Scientific | TSG2305SA |  | High Performance Refrigerator | Yes | Automatic | 21.9 | 2025-12-09
4517938 | Cardinal Health 200, LLC | Cardinal Health | CHG2305SA |  | High Performance Refrigerator | Yes | Automatic | 21.9 | 2025-12-09
4517939 | Thermo Fisher Scientific LLC | Fisher Brand | FBG2305SA |  | High Performance Refrigerator | Yes | Automatic | 21.9 | 2025-12-09
4517855 | Thermo Fisher Scientific LLC | Thermo Fisher Scientific | TSG5005SA | TSG5005SSA | High Performance Refrigerator | Yes | Automatic | 49.02 | 2025-12-05
4517856 | Cardinal Health 200, LLC | Cardinal Health | CHG5005SA |  | High Performance Refrigerator | Yes | Automatic | 49.02 | 2025-12-05
4517857 | Thermo Fisher Scientific LLC | Fisher Brand | FBG5005SA |  | High Performance Refrigerator | Yes | Automatic | 49.02 | 2025-12-05
4517877 | Standex Scientific Solutions | American BioTech Supply | ABT-HC-SSR-25S |  | High Performance Refrigerator | Yes | Manual | 19.25 | 2025-12-05
4517878 | Standex Scientific Solutions | American BioTech Supply | ABT-HC-SSR-25S-LH |  | High Performance Refrigerator | Yes | Manual | 19.25 | 2025-12-05
4517879 | Standex Scientific Solutions | American BioTech Supply | PH-ABT-NSF-SSR-25S |  | High Performance Refrigerator | Yes | Manual | 19.25 | 2025-12-05
4517880 | Standex Scientific Solutions | American BioTech Supply | PH-ABT-NSF-SSR-25S-LH |  | High Performance Refrigerator | Yes | Manual | 19.25 | 2025-12-05
4517881 | Standex Scientific Solutions | Lab Research Products | LRP-HC-SSR-25S |  | High Performance Refrigerator | Yes | Manual | 19.25 | 2025-12-05
4517882 | Standex Scientific Solutions | Lab Research Products | LRP-HC-SSR-25S-LH |  | High Performance Refrigerator | Yes | Manual | 19.25 | 2025-12-05
4517883 | Standex Scientific Solutions | Lab Research Products | PH-LRP-NSF-SSR-25S |  | High Performance Refrigerator | Yes | Manual | 19.25 | 2025-12-05
4517884 | Standex Scientific Solutions | Lab Research Products | PH-LRP-NSF-SSR-25S-LH |  | High Performance Refrigerator | Yes | Manual | 19.25 | 2025-12-05
4517885 | Standex Scientific Solutions | Corepoint Scientific | CPS-HC-SSR-25S |  | High Performance Refrigerator | Yes | Manual | 19.25 | 2025-12-05
4517886 | Standex Scientific Solutions | Corepoint Scientific | CPS-HC-SSR-25S-LH |  | High Performance Refrigerator | Yes | Manual | 19.25 | 2025-12-05
4517887 | Standex Scientific Solutions | Corepoint Scientific | PH-CPS-NSF-SSR-25S |  | High Performance Refrigerator | Yes | Manual | 19.25 | 2025-12-05
4517888 | Standex Scientific Solutions | Corepoint Scientific | PH-CPS-NSF-SSR-25S-LH |  | High Performance Refrigerator | Yes | Manual | 19.25 | 2025-12-05
4517392 | Thermo Fisher Scientific LLC | Thermo Fisher Scientific | TSG1205SA | TSG1205SD; TSG1205SV | High Performance Refrigerator | Yes | Automatic | 12.15 | 2025-12-02
4517393 | Cardinal Health 200, LLC | Cardinal Health | CHG1205SA | CHG1205SD | High Performance Refrigerator | Yes | Automatic | 12.15 | 2025-12-02
4517394 | Thermo Fisher Scientific LLC | Fisher Brand | FBG1205SA | FBG1205SD | High Performance Refrigerator | Yes | Automatic | 12.15 | 2025-12-02
4517395 | Thermo Fisher Scientific LLC | Thermo Fisher Scientific | TSG3005SA | TSG3005SSA | High Performance Refrigerator | Yes | Automatic | 27.08 | 2025-12-02
4517396 | Cardinal Health 200, LLC | Cardinal Health | CHG3005SA |  | High Performance Refrigerator | Yes | Automatic | 27.08 | 2025-12-02
4517397 | Thermo Fisher Scientific LLC | Fisher Brand | FBG3005SA | FBG3005SSA | High Performance Refrigerator | Yes | Automatic | 27.08 | 2025-12-02
4515124 | Standex Scientific Solutions | Horizon Scientific | HS-VS-LAB-R-23-G-B-IM |  | High Performance Refrigerator | No | Automatic | 16.87 | 2025-11-17
4515125 | Standex Scientific Solutions | American BioTech Supply | ABT-VS-LS-23 |  | High Performance Refrigerator | No | Automatic | 16.87 | 2025-11-17
4515126 | Standex Scientific Solutions | American BioTech Supply | ABT-VS-LP-23 |  | High Performance Refrigerator | No | Automatic | 16.87 | 2025-11-17
4515127 | Standex Scientific Solutions | American BioTech Supply | ABT-VS-LP-23-TS |  | High Performance Refrigerator | No | Automatic | 16.87 | 2025-11-17
4515128 | Standex Scientific Solutions | American BioTech Supply | PH-ABT-VS-S23G |  | High Performance Refrigerator | No | Automatic | 16.87 | 2025-11-17
4515129 | Standex Scientific Solutions | American BioTech Supply | PH-ABT-VS-23G |  | High Performance Refrigerator | No | Automatic | 16.87 | 2025-11-17
4515130 | Standex Scientific Solutions | American BioTech Supply | PH-ABT-NVS-S23G |  | High Performance Refrigerator | No | Automatic | 16.87 | 2025-11-17
4515131 | Standex Scientific Solutions | American BioTech Supply | PH-ABT-NVS-23G |  | High Performance Refrigerator | No | Automatic | 16.87 | 2025-11-17
4515132 | Standex Scientific Solutions | DAI Scientific Equipment | DAI-VS-LS-23 |  | High Performance Refrigerator | No | Automatic | 16.87 | 2025-11-17
4515133 | Standex Scientific Solutions | DAI Scientific Equipment | DAI-VS-LP-23 |  | High Performance Refrigerator | No | Automatic | 16.87 | 2025-11-17
4515134 | Standex Scientific Solutions | DAI Scientific Equipment | DAI-VS-LP-23-TS |  | High Performance Refrigerator | No | Automatic | 16.87 | 2025-11-17
4515135 | Standex Scientific Solutions | DAI Scientific Equipment | PH-DAI-VS-S23G |  | High Performance Refrigerator | No | Automatic | 16.87 | 2025-11-17
4515136 | Standex Scientific Solutions | DAI Scientific Equipment | PH-DAI-VS-23G |  | High Performance Refrigerator | No | Automatic | 16.87 | 2025-11-17
4515137 | Standex Scientific Solutions | DAI Scientific Equipment | PH-DAI-NVS-S23G |  | High Performance Refrigerator | No | Automatic | 16.87 | 2025-11-17
4515138 | Standex Scientific Solutions | DAI Scientific Equipment | PH-DAI-NVS-23G |  | High Performance Refrigerator | No | Automatic | 16.87 | 2025-11-17
4515139 | Standex Scientific Solutions | Lab Research Products | LRP-VS-LS-23 |  | High Performance Refrigerator | No | Automatic | 16.87 | 2025-11-17
4515140 | Standex Scientific Solutions | Lab Research Products | LRP-VS-LP-23 |  | High Performance Refrigerator | No | Automatic | 16.87 | 2025-11-17
4515141 | Standex Scientific Solutions | Lab Research Products | LRP-VS-LP-23-TS |  | High Performance Refrigerator | No | Automatic | 16.87 | 2025-11-17
4515142 | Standex Scientific Solutions | Lab Research Products | PH-LRP-VS-S23G |  | High Performance Refrigerator | No | Automatic | 16.87 | 2025-11-17
4515143 | Standex Scientific Solutions | Lab Research Products | PH-LRP-VS-23G |  | High Performance Refrigerator | No | Automatic | 16.87 | 2025-11-17
4515144 | Standex Scientific Solutions | Lab Research Products | PH-LRP-NVS-S23G |  | High Performance Refrigerator | No | Automatic | 16.87 | 2025-11-17
4515145 | Standex Scientific Solutions | Lab Research Products | PH-LRP-NVS-23G |  | High Performance Refrigerator | No | Automatic | 16.87 | 2025-11-17
4515146 | Labrepco, Inc. | Labrepco, Inc. | LHUV-23-HG |  | High Performance Refrigerator | No | Automatic | 16.87 | 2025-11-17
4515147 | Labrepco, Inc. | Labrepco, Inc. | LHEV-23-HG |  | High Performance Refrigerator | No | Automatic | 16.87 | 2025-11-17
4515148 | Labrepco, Inc. | Labrepco, Inc. | LHTV-23-HG |  | High Performance Refrigerator | No | Automatic | 16.87 | 2025-11-17
4515149 | Labrepco, Inc. | Labrepco, Inc. | LHUV-23-HG-PH |  | High Performance Refrigerator | No | Automatic | 16.87 | 2025-11-17
4515150 | Labrepco, Inc. | Labrepco, Inc. | LHEV-23-HG-PH |  | High Performance Refrigerator | No | Automatic | 16.87 | 2025-11-17
4515151 | Labrepco, Inc. | Labrepco, Inc. | LHUV-23-HG-PHN |  | High Performance Refrigerator | No | Automatic | 16.87 | 2025-11-17
4515152 | Labrepco, Inc. | Labrepco, Inc. | LHEV-23-HG-PHN |  | High Performance Refrigerator | No | Automatic | 16.87 | 2025-11-17
4515153 | Biomedical Solutions Inc. | Biomedical Solutions, Inc. | BHUV-23-HG |  | High Performance Refrigerator | No | Automatic | 16.87 | 2025-11-17
4515154 | Biomedical Solutions Inc. | Biomedical Solutions, Inc. | BHEV-23-HG |  | High Performance Refrigerator | No | Automatic | 16.87 | 2025-11-17
4515155 | Biomedical Solutions Inc. | Biomedical Solutions, Inc. | BHTV-23-HG |  | High Performance Refrigerator | No | Automatic | 16.87 | 2025-11-17
4515156 | Biomedical Solutions Inc. | Biomedical Solutions, Inc. | BHUV-23-HG-PH |  | High Performance Refrigerator | No | Automatic | 16.87 | 2025-11-17
4515157 | Biomedical Solutions Inc. | Biomedical Solutions, Inc. | BHEV-23-HG-PH |  | High Performance Refrigerator | No | Automatic | 16.87 | 2025-11-17
4515158 | Biomedical Solutions Inc. | Biomedical Solutions, Inc. | BHUV-23-HG-PHN |  | High Performance Refrigerator | No | Automatic | 16.87 | 2025-11-17
4515159 | Biomedical Solutions Inc. | Biomedical Solutions, Inc. | BHEV-23-HG-PHN |  | High Performance Refrigerator | No | Automatic | 16.87 | 2025-11-17
4515160 | Standex Scientific Solutions | VWR International | VWR-VS-LS-23 |  | High Performance Refrigerator | No | Automatic | 16.87 | 2025-11-17
4515161 | Standex Scientific Solutions | VWR International | VWR-VS-LP-23 |  | High Performance Refrigerator | No | Automatic | 16.87 | 2025-11-17
4515162 | Standex Scientific Solutions | VWR International | VWR-VS-LP-23-TS |  | High Performance Refrigerator | No | Automatic | 16.87 | 2025-11-17
4515163 | Standex Scientific Solutions | Corepoint Scientific | CPS-VS-LP-23-TS |  | High Performance Refrigerator | No | Automatic | 16.87 | 2025-11-17
4515164 | Standex Scientific Solutions | CME Corp | CMEB-REF-P23-G-VSF |  | High Performance Refrigerator | No | Automatic | 16.87 | 2025-11-17
4515165 | Standex Scientific Solutions | CME Corp | CMEB-REF-ST-23-G-VSF |  | High Performance Refrigerator | No | Automatic | 16.87 | 2025-11-17
4515166 | Standex Scientific Solutions | Ares Scientific | ARS-VS-LS-23 |  | High Performance Refrigerator | No | Automatic | 16.87 | 2025-11-17
4515167 | Standex Scientific Solutions | Ares Scientific | ARS-VS-LP-23 |  | High Performance Refrigerator | No | Automatic | 16.87 | 2025-11-17
4515168 | Standex Scientific Solutions | Ares Scientific | PH-ARS-VS-S23G |  | High Performance Refrigerator | No | Automatic | 16.87 | 2025-11-17
4515169 | Standex Scientific Solutions | Ares Scientific | PH-ARS-VS-23G |  | High Performance Refrigerator | No | Automatic | 16.87 | 2025-11-17
4515170 | Standex Scientific Solutions | Ares Scientific | PH-ARS-NVS-S23G |  | High Performance Refrigerator | No | Automatic | 16.87 | 2025-11-17
4515171 | Standex Scientific Solutions | Ares Scientific | PH-ARS-NVS-23G |  | High Performance Refrigerator | No | Automatic | 16.87 | 2025-11-17
4514218 | Standex Scientific Solutions | CME Corp | CMEB-REF-P-26-S-NSF |  | High Performance Refrigerator | Yes | Automatic | 23 | 2025-11-05
4514219 | Standex Scientific Solutions | American BioTech Supply | PH-ABT-NSF-26S |  | High Performance Refrigerator | Yes | Automatic | 23 | 2025-11-05
4514220 | Standex Scientific Solutions | American BioTech Supply | PH-ABT-NSF-S26S |  | High Performance Refrigerator | Yes | Automatic | 23 | 2025-11-05
4514221 | Standex Scientific Solutions | Lab Research Products | PH-LRP-NSF-26S |  | High Performance Refrigerator | Yes | Automatic | 23 | 2025-11-05
4514222 | Standex Scientific Solutions | Lab Research Products | PH-LRP-NSF-S26S |  | High Performance Refrigerator | Yes | Automatic | 23 | 2025-11-05
4514223 | Standex Scientific Solutions | CME Corp | CMEB-REF-ST-26-S-NSF |  | High Performance Refrigerator | Yes | Automatic | 23 | 2025-11-05
4514224 | Standex Scientific Solutions | DAI Scientific Equipment | PH-DAI-NSF-26S |  | High Performance Refrigerator | Yes | Automatic | 23 | 2025-11-05
4514225 | Standex Scientific Solutions | DAI Scientific Equipment | PH-DAI-NSF-S26S |  | High Performance Refrigerator | Yes | Automatic | 23 | 2025-11-05
4514227 | Biomedical Solutions Inc. | Biomedical Solutions, Inc. | PH-BSI-NSF-26S |  | High Performance Refrigerator | Yes | Automatic | 23 | 2025-11-05
4514228 | Biomedical Solutions Inc. | Biomedical Solutions, Inc. | PH-BSI-NSF-S26S |  | High Performance Refrigerator | Yes | Automatic | 23 | 2025-11-05
4514229 | Labrepco, Inc. | Labrepco, Inc. | LHE-26-SD-PHNSF |  | High Performance Refrigerator | Yes | Automatic | 23 | 2025-11-05
4514230 | Labrepco, Inc. | Labrepco, Inc. | LHU-26-SD-PHNSF |  | High Performance Refrigerator | Yes | Automatic | 23 | 2025-11-05
4514232 | Standex Scientific Solutions | DAI Scientific Equipment | PH-DAI-NSF-23S |  | High Performance Refrigerator | Yes | Automatic | 18 | 2025-11-05
4514233 | Standex Scientific Solutions | DAI Scientific Equipment | PH-DAI-NSF-S23S |  | High Performance Refrigerator | Yes | Automatic | 18 | 2025-11-05
4514234 | Standex Scientific Solutions | CME Corp | CMEB-REF-P-23-S-NSF |  | High Performance Refrigerator | Yes | Automatic | 18 | 2025-11-05
4514235 | Standex Scientific Solutions | CME Corp | CMEB-REF-ST-23-S-NSF |  | High Performance Refrigerator | Yes | Automatic | 18 | 2025-11-05
4514236 | Standex Scientific Solutions | American BioTech Supply | PH-ABT-NSF-23S |  | High Performance Refrigerator | Yes | Automatic | 18 | 2025-11-05
4514237 | Standex Scientific Solutions | American BioTech Supply | PH-ABT-NSF-S23S |  | High Performance Refrigerator | Yes | Automatic | 18 | 2025-11-05
4514238 | Standex Scientific Solutions | Lab Research Products | PH-LRP-NSF-23S |  | High Performance Refrigerator | Yes | Automatic | 18 | 2025-11-05
4514239 | Standex Scientific Solutions | Lab Research Products | PH-LRP-NSF-S23S |  | High Performance Refrigerator | Yes | Automatic | 18 | 2025-11-05
4514240 | Biomedical Solutions Inc. | Biomedical Solutions, Inc. | PH-BSI-NSF-23S |  | High Performance Refrigerator | Yes | Automatic | 18 | 2025-11-05
4514241 | Biomedical Solutions Inc. | Biomedical Solutions, Inc. | PH-BSI-NSF-S23S |  | High Performance Refrigerator | Yes | Automatic | 18 | 2025-11-05
4514242 | Labrepco, Inc. | Labrepco, Inc. | LHE-23-SD-PHNSF |  | High Performance Refrigerator | Yes | Automatic | 18 | 2025-11-05
4514243 | Labrepco, Inc. | Labrepco, Inc. | LHU-23-SD-PHNSF |  | High Performance Refrigerator | Yes | Automatic | 18 | 2025-11-05
4514102 | Standex Scientific Solutions | Lab Research Products | LRP-HC-23-TS-ETL |  | High Performance Refrigerator | No | Automatic | 18 | 2025-11-04
4514103 | Standex Scientific Solutions | American BioTech Supply | PH-ABT-HC-S23G-DJA |  | High Performance Refrigerator | No | Automatic | 18 | 2025-11-04
4514104 | Standex Scientific Solutions | American BioTech Supply | ABT-HC-LP-23 |  | High Performance Refrigerator | No | Automatic | 18 | 2025-11-04
4514106 | Standex Scientific Solutions | American BioTech Supply | ABT-HC-LP-23-TS |  | High Performance Refrigerator | No | Automatic | 18 | 2025-11-04
4514107 | Standex Scientific Solutions | American BioTech Supply | ABT-HC-LS-23 |  | High Performance Refrigerator | No | Automatic | 18 | 2025-11-04
4514108 | Standex Scientific Solutions | DAI Scientific Equipment | CRT-DAI-HC-S23G |  | High Performance Refrigerator | No | Automatic | 18 | 2025-11-04
4514110 | Standex Scientific Solutions | VWR International | VWR-HCLP-23-TS |  | High Performance Refrigerator | No | Automatic | 18 | 2025-11-04
4514111 | Standex Scientific Solutions | VWR International | VWR-HCLP-23 |  | High Performance Refrigerator | No | Automatic | 18 | 2025-11-04
4514112 | Standex Scientific Solutions | VWR International | VWR-HCLS-23 |  | High Performance Refrigerator | No | Automatic | 18 | 2025-11-04
4514113 | Standex Scientific Solutions | VWR International | VWR-HCCP-23-TS |  | High Performance Refrigerator | No | Automatic | 18 | 2025-11-04
4514114 | Standex Scientific Solutions | VWR International | VWR-HCCP-23 |  | High Performance Refrigerator | No | Automatic | 18 | 2025-11-04
4514115 | Standex Scientific Solutions | VWR International | VWR-HCCS-23 |  | High Performance Refrigerator | No | Automatic | 18 | 2025-11-04
4514116 | Standex Scientific Solutions | Nor-Lake Scientific | NSWDR231WWG/0 |  | High Performance Refrigerator | No | Automatic | 18 | 2025-11-04
4514117 | Standex Scientific Solutions | CME Corp | CMEB-REF-P-23-G-HCF |  | High Performance Refrigerator | No | Automatic | 18 | 2025-11-04
4514118 | Standex Scientific Solutions | CME Corp | CMEB-REF-ST-23-G-HCF |  | High Performance Refrigerator | No | Automatic | 18 | 2025-11-04
4514119 | Standex Scientific Solutions | CME Corp | CMEB-REF-P-23-G-NSF |  | High Performance Refrigerator | No | Automatic | 18 | 2025-11-04
4514120 | Standex Scientific Solutions | CME Corp | CMEB-REF-ST-23-G-NSF |  | High Performance Refrigerator | No | Automatic | 18 | 2025-11-04
4514121 | Standex Scientific Solutions | Ares Scientific | ARS-HC-LP-23 |  | High Performance Refrigerator | No | Automatic | 18 | 2025-11-04
4514122 | Standex Scientific Solutions | Ares Scientific | ARS-HC-LB-23 |  | High Performance Refrigerator | No | Automatic | 18 | 2025-11-04
4514123 | Standex Scientific Solutions | Ares Scientific | PH-ARS-HC-23G |  | High Performance Refrigerator | No | Automatic | 18 | 2025-11-04
4514124 | Standex Scientific Solutions | Ares Scientific | PH-ARS-HC-S23G |  | High Performance Refrigerator | No | Automatic | 18 | 2025-11-04
4514125 | Standex Scientific Solutions | Ares Scientific | CRT-ARS-HC-S23G |  | High Performance Refrigerator | No | Automatic | 18 | 2025-11-04
4514126 | Standex Scientific Solutions | Ares Scientific | ARS-HC-CP-23 |  | High Performance Refrigerator | No | Automatic | 18 | 2025-11-04
4514127 | Standex Scientific Solutions | Ares Scientific | ARS-HC-CB-23 |  | High Performance Refrigerator | No | Automatic | 18 | 2025-11-04
4514128 | Biomedical Solutions Inc. | Biomedical Solutions, Inc. | BSI-HC-CP-23 |  | High Performance Refrigerator | No | Automatic | 18 | 2025-11-04
4514160 | Biomedical Solutions Inc. | Biomedical Solutions, Inc. | BSI-HC-CP-23-TS |  | High Performance Refrigerator | No | Automatic | 18 | 2025-11-04
4514161 | Biomedical Solutions Inc. | Biomedical Solutions, Inc. | BSI-HC-CS-23 |  | High Performance Refrigerator | No | Automatic | 18 | 2025-11-04
4514162 | Biomedical Solutions Inc. | Biomedical Solutions, Inc. | BSI-HC-LP-23 |  | High Performance Refrigerator | No | Automatic | 18 | 2025-11-04
4514163 | Biomedical Solutions Inc. | Biomedical Solutions, Inc. | BSI-HC-LP-23-TS |  | High Performance Refrigerator | No | Automatic | 18 | 2025-11-04
4514164 | Biomedical Solutions Inc. | Biomedical Solutions, Inc. | BSI-HC-LS-23 |  | High Performance Refrigerator | No | Automatic | 18 | 2025-11-04
4514165 | Biomedical Solutions Inc. | Biomedical Solutions, Inc. | PH-BSI-HC-23G |  | High Performance Refrigerator | No | Automatic | 18 | 2025-11-04
4514166 | Biomedical Solutions Inc. | Biomedical Solutions, Inc. | PH-BSI-HC-S23G |  | High Performance Refrigerator | No | Automatic | 18 | 2025-11-04
4514167 | Biomedical Solutions Inc. | Biomedical Solutions, Inc. | PH-BSI-NSF-23G |  | High Performance Refrigerator | No | Automatic | 18 | 2025-11-04
4514168 | Standex Scientific Solutions | DAI Scientific Equipment | PH-DAI-NSF-16S |  | High Performance Refrigerator | Yes | Automatic | 12.59 | 2025-11-04
4514169 | Standex Scientific Solutions | DAI Scientific Equipment | PH-DAI-NSF-S16S |  | High Performance Refrigerator | Yes | Automatic | 12.59 | 2025-11-04
4514170 | Standex Scientific Solutions | American BioTech Supply | PH-ABT-NSF-16S |  | High Performance Refrigerator | Yes | Automatic | 12.59 | 2025-11-04
4514171 | Standex Scientific Solutions | American BioTech Supply | PH-ABT-NSF-S16S |  | High Performance Refrigerator | Yes | Automatic | 12.59 | 2025-11-04
4514172 | Standex Scientific Solutions | CME Corp | CMEB-REF-P-16-S-NSF |  | High Performance Refrigerator | Yes | Automatic | 12.59 | 2025-11-04
4514173 | Standex Scientific Solutions | CME Corp | CMEB-REF-ST-16-S-NSF |  | High Performance Refrigerator | Yes | Automatic | 12.59 | 2025-11-04
4514174 | Standex Scientific Solutions | Lab Research Products | PH-LRP-NSF-16S |  | High Performance Refrigerator | Yes | Automatic | 12.59 | 2025-11-04
4514175 | Standex Scientific Solutions | Lab Research Products | PH-LRP-NSF-S16S |  | High Performance Refrigerator | Yes | Automatic | 12.59 | 2025-11-04
4514176 | Labrepco, Inc. | Labrepco, Inc. | LHE-16-SD-PHNSF |  | High Performance Refrigerator | Yes | Automatic | 12.59 | 2025-11-04
4514177 | Labrepco, Inc. | Labrepco, Inc. | LHU-16-SD-PHNSF |  | High Performance Refrigerator | Yes | Automatic | 12.59 | 2025-11-04
4514178 | Biomedical Solutions Inc. | Biomedical Solutions, Inc. | PH-BSI-NSF-16S |  | High Performance Refrigerator | Yes | Automatic | 12.59 | 2025-11-04
4514179 | Biomedical Solutions Inc. | Biomedical Solutions, Inc. | PH-BSI-NSF-S16S |  | High Performance Refrigerator | Yes | Automatic | 12.59 | 2025-11-04
4514049 | Standex Scientific Solutions | Horizon Scientific | HS-VS-LAB-R-26-G-B-IM |  | High Performance Refrigerator | No | Automatic | 19.15 | 2025-11-03
4514050 | Standex Scientific Solutions | American BioTech Supply | ABT-VS-LS-26 |  | High Performance Refrigerator | No | Automatic | 19.15 | 2025-11-03
4514051 | Standex Scientific Solutions | American BioTech Supply | ABT-VS-LP-26 |  | High Performance Refrigerator | No | Automatic | 19.15 | 2025-11-03
4514052 | Standex Scientific Solutions | American BioTech Supply | ABT-VS-LP-26-TS |  | High Performance Refrigerator | No | Automatic | 19.15 | 2025-11-03
4514053 | Standex Scientific Solutions | American BioTech Supply | PH-ABT-VS-S26G |  | High Performance Refrigerator | No | Automatic | 19.15 | 2025-11-03
4514054 | Standex Scientific Solutions | American BioTech Supply | PH-ABT-VS-26G |  | High Performance Refrigerator | No | Automatic | 19.15 | 2025-11-03
4514055 | Standex Scientific Solutions | American BioTech Supply | PH-ABT-NVS-S26G |  | High Performance Refrigerator | No | Automatic | 19.15 | 2025-11-03
4514056 | Standex Scientific Solutions | American BioTech Supply | PH-ABT-NVS-26G |  | High Performance Refrigerator | No | Automatic | 19.15 | 2025-11-03
4514057 | Standex Scientific Solutions | DAI Scientific Equipment | DAI-VS-LS-26 |  | High Performance Refrigerator | No | Automatic | 19.15 | 2025-11-03
4514058 | Standex Scientific Solutions | DAI Scientific Equipment | DAI-VS-LP-26 |  | High Performance Refrigerator | No | Automatic | 19.15 | 2025-11-03
4514059 | Standex Scientific Solutions | DAI Scientific Equipment | DAI-VS-LP-26-TS |  | High Performance Refrigerator | No | Automatic | 19.15 | 2025-11-03
4514060 | Standex Scientific Solutions | DAI Scientific Equipment | PH-DAI-VS-S26G |  | High Performance Refrigerator | No | Automatic | 19.15 | 2025-11-03
4514061 | Standex Scientific Solutions | DAI Scientific Equipment | PH-DAI-VS-26G |  | High Performance Refrigerator | No | Automatic | 19.15 | 2025-11-03
4514062 | Standex Scientific Solutions | DAI Scientific Equipment | PH-DAI-NVS-S26G |  | High Performance Refrigerator | No | Automatic | 19.15 | 2025-11-03
4514063 | Standex Scientific Solutions | DAI Scientific Equipment | PH-DAI-NVS-26G |  | High Performance Refrigerator | No | Automatic | 19.15 | 2025-11-03
4514064 | Standex Scientific Solutions | Lab Research Products | LRP-VS-LS-26 |  | High Performance Refrigerator | No | Automatic | 19.15 | 2025-11-03
4514065 | Standex Scientific Solutions | Lab Research Products | LRP-VS-LP-26 |  | High Performance Refrigerator | No | Automatic | 19.15 | 2025-11-03
4514066 | Standex Scientific Solutions | Lab Research Products | LRP-VS-LP-26-TS |  | High Performance Refrigerator | No | Automatic | 19.15 | 2025-11-03
4514067 | Standex Scientific Solutions | Lab Research Products | PH-LRP-VS-S26G |  | High Performance Refrigerator | No | Automatic | 19.15 | 2025-11-03
4514068 | Standex Scientific Solutions | Lab Research Products | PH-LRP-VS-26G |  | High Performance Refrigerator | No | Automatic | 19.15 | 2025-11-03
4514069 | Standex Scientific Solutions | Lab Research Products | PH-LRP-NVS-S26G |  | High Performance Refrigerator | No | Automatic | 19.15 | 2025-11-03
4514070 | Standex Scientific Solutions | Lab Research Products | PH-LRP-NVS-26G |  | High Performance Refrigerator | No | Automatic | 19.15 | 2025-11-03
4514071 | Labrepco, Inc. | Labrepco, Inc. | LHUV-26-HG |  | High Performance Refrigerator | No | Automatic | 19.15 | 2025-11-03
4514072 | Labrepco, Inc. | Labrepco, Inc. | LHEV-26-HG |  | High Performance Refrigerator | No | Automatic | 19.15 | 2025-11-03
4514073 | Labrepco, Inc. | Labrepco, Inc. | LHTV-26-HG |  | High Performance Refrigerator | No | Automatic | 19.15 | 2025-11-03
4514074 | Labrepco, Inc. | Labrepco, Inc. | LHUV-26-HG-PH |  | High Performance Refrigerator | No | Automatic | 19.15 | 2025-11-03
4514075 | Labrepco, Inc. | Labrepco, Inc. | LHEV-26-HG-PH |  | High Performance Refrigerator | No | Automatic | 19.15 | 2025-11-03
4514076 | Labrepco, Inc. | Labrepco, Inc. | LHUV-26-HG-PHN |  | High Performance Refrigerator | No | Automatic | 19.15 | 2025-11-03
4514077 | Labrepco, Inc. | Labrepco, Inc. | LHEV-26-HG-PHN |  | High Performance Refrigerator | No | Automatic | 19.15 | 2025-11-03
4514078 | Biomedical Solutions Inc. | Biomedical Solutions, Inc. | BHUV-26-HG |  | High Performance Refrigerator | No | Automatic | 19.15 | 2025-11-03
4514079 | Biomedical Solutions Inc. | Biomedical Solutions, Inc. | BHEV-26-HG |  | High Performance Refrigerator | No | Automatic | 19.15 | 2025-11-03
4514080 | Biomedical Solutions Inc. | Biomedical Solutions, Inc. | BHTV-26-HG |  | High Performance Refrigerator | No | Automatic | 19.15 | 2025-11-03
4514081 | Biomedical Solutions Inc. | Biomedical Solutions, Inc. | BHUV-26-HG-PH |  | High Performance Refrigerator | No | Automatic | 19.15 | 2025-11-03
4514082 | Biomedical Solutions Inc. | Biomedical Solutions, Inc. | BHEV-26-HG-PH |  | High Performance Refrigerator | No | Automatic | 19.15 | 2025-11-03
4514083 | Biomedical Solutions Inc. | Biomedical Solutions, Inc. | BHUV-26-HG-PHN |  | High Performance Refrigerator | No | Automatic | 19.15 | 2025-11-03
4514084 | Biomedical Solutions Inc. | Biomedical Solutions, Inc. | BHEV-26-HG-PHN |  | High Performance Refrigerator | No | Automatic | 19.15 | 2025-11-03
4514085 | Standex Scientific Solutions | VWR International | VWR-VS-LS-26 |  | High Performance Refrigerator | No | Automatic | 19.15 | 2025-11-03
4514086 | Standex Scientific Solutions | VWR International | VWR-VS-LP-26 |  | High Performance Refrigerator | No | Automatic | 19.15 | 2025-11-03
4514087 | Standex Scientific Solutions | VWR International | VWR-VS-LP-26-TS |  | High Performance Refrigerator | No | Automatic | 19.15 | 2025-11-03
4514088 | Standex Scientific Solutions | Corepoint Scientific | CPS-VS-LP-26-TS |  | High Performance Refrigerator | No | Automatic | 19.15 | 2025-11-03
4514089 | Standex Scientific Solutions | CME Corp | CMEB-REF-P-26-G-VSF |  | High Performance Refrigerator | No | Automatic | 19.15 | 2025-11-03
4514090 | Standex Scientific Solutions | CME Corp | CMEB-REF-ST-26-G-VSF |  | High Performance Refrigerator | No | Automatic | 19.15 | 2025-11-03
4514091 | Standex Scientific Solutions | Ares Scientific | ARS-VS-LS-26 |  | High Performance Refrigerator | No | Automatic | 19.15 | 2025-11-03
4514092 | Standex Scientific Solutions | Ares Scientific | ARS-VS-LP-26 |  | High Performance Refrigerator | No | Automatic | 19.15 | 2025-11-03
4514093 | Standex Scientific Solutions | Ares Scientific | PH-ARS-VS-S26G |  | High Performance Refrigerator | No | Automatic | 19.15 | 2025-11-03
4514094 | Standex Scientific Solutions | Ares Scientific | PH-ARS-VS-26G |  | High Performance Refrigerator | No | Automatic | 19.15 | 2025-11-03
4514095 | Standex Scientific Solutions | Ares Scientific | PH-ARS-NVS-S26G |  | High Performance Refrigerator | No | Automatic | 19.15 | 2025-11-03
4514096 | Standex Scientific Solutions | Ares Scientific | PH-ARS-NVS-26G |  | High Performance Refrigerator | No | Automatic | 19.15 | 2025-11-03
4513960 | Standex Scientific Solutions | American BioTech Supply | HS-VS-LAB-R-16-G-B-IM |  | High Performance Refrigerator | No | Automatic | 11.24 | 2025-10-30
4513961 | Standex Scientific Solutions | American BioTech Supply | ABT-VS-LS-16 |  | High Performance Refrigerator | No | Automatic | 11.24 | 2025-10-30
4513962 | Standex Scientific Solutions | American BioTech Supply | ABT-VS-LP-16 |  | High Performance Refrigerator | No | Automatic | 11.24 | 2025-10-30
4513963 | Standex Scientific Solutions | American BioTech Supply | ABT-VS-LP-16-TS |  | High Performance Refrigerator | No | Automatic | 11.24 | 2025-10-30
4513964 | Standex Scientific Solutions | American BioTech Supply | PH-ABT-VS-S16G |  | High Performance Refrigerator | No | Automatic | 11.24 | 2025-10-30
4513965 | Standex Scientific Solutions | American BioTech Supply | PH-ABT-VS-16G |  | High Performance Refrigerator | No | Automatic | 11.24 | 2025-10-30
4513966 | Standex Scientific Solutions | American BioTech Supply | PH-ABT-NVS-S16G |  | High Performance Refrigerator | No | Automatic | 11.24 | 2025-10-30
4513967 | Standex Scientific Solutions | American BioTech Supply | PH-ABT-NVS-16G |  | High Performance Refrigerator | No | Automatic | 11.24 | 2025-10-30
4513968 | Standex Scientific Solutions | DAI Scientific Equipment | DAI-VS-LS-16 |  | High Performance Refrigerator | No | Automatic | 11.24 | 2025-10-30
4513969 | Standex Scientific Solutions | DAI Scientific Equipment | DAI-VS-LP-16 |  | High Performance Refrigerator | No | Automatic | 11.24 | 2025-10-30
4513970 | Standex Scientific Solutions | DAI Scientific Equipment | DAI-VS-LP-16-TS |  | High Performance Refrigerator | No | Automatic | 11.24 | 2025-10-30
4513971 | Standex Scientific Solutions | DAI Scientific Equipment | PH-DAI-VS-S16G |  | High Performance Refrigerator | No | Automatic | 11.24 | 2025-10-30
4513972 | Standex Scientific Solutions | DAI Scientific Equipment | PH-DAI-VS-16G |  | High Performance Refrigerator | No | Automatic | 11.24 | 2025-10-30
4513973 | Standex Scientific Solutions | DAI Scientific Equipment | PH-DAI-NVS-S16G |  | High Performance Refrigerator | No | Automatic | 11.24 | 2025-10-30
4513974 | Standex Scientific Solutions | DAI Scientific Equipment | PH-DAI-NVS-16G |  | High Performance Refrigerator | No | Automatic | 11.24 | 2025-10-30
4513975 | Standex Scientific Solutions | Lab Research Products | LRP-VS-LS-16 |  | High Performance Refrigerator | No | Automatic | 11.24 | 2025-10-30
4513976 | Standex Scientific Solutions | Lab Research Products | LRP-VS-LP-16 |  | High Performance Refrigerator | No | Automatic | 11.24 | 2025-10-30
4513977 | Standex Scientific Solutions | Lab Research Products | LRP-VS-LP-16-TS |  | High Performance Refrigerator | No | Automatic | 11.24 | 2025-10-30
4513978 | Standex Scientific Solutions | Lab Research Products | PH-LRP-VS-16G |  | High Performance Refrigerator | No | Automatic | 11.24 | 2025-10-30
4513979 | Standex Scientific Solutions | Lab Research Products | PH-LRP-NVS-S16G |  | High Performance Refrigerator | No | Automatic | 11.24 | 2025-10-30
4513980 | Standex Scientific Solutions | Lab Research Products | PH-LRP-NVS-16G |  | High Performance Refrigerator | No | Automatic | 11.24 | 2025-10-30
4513981 | Labrepco, Inc. | Labrepco, Inc. | LHUV-16-HG |  | High Performance Refrigerator | No | Automatic | 11.24 | 2025-10-30
4513982 | Labrepco, Inc. | Labrepco, Inc. | LHEV-16-HG |  | High Performance Refrigerator | No | Automatic | 11.24 | 2025-10-30
4513983 | Labrepco, Inc. | Labrepco, Inc. | LHTV-16-HG |  | High Performance Refrigerator | No | Automatic | 11.24 | 2025-10-30
4513984 | Labrepco, Inc. | Labrepco, Inc. | LHUV-16-HG-PH |  | High Performance Refrigerator | No | Automatic | 11.24 | 2025-10-30
4513985 | Labrepco, Inc. | Labrepco, Inc. | LHEV-16-HG-PH |  | High Performance Refrigerator | No | Automatic | 11.24 | 2025-10-30
4513986 | Labrepco, Inc. | Labrepco, Inc. | LHUV-16-HG-PHN |  | High Performance Refrigerator | No | Automatic | 11.24 | 2025-10-30
4513987 | Labrepco, Inc. | Labrepco, Inc. | LHEV-16-HG-PHN |  | High Performance Refrigerator | No | Automatic | 11.24 | 2025-10-30
4513988 | Biomedical Solutions Inc. | Biomedical Solutions, Inc. | BHUV-16-HG |  | High Performance Refrigerator | No | Automatic | 11.24 | 2025-10-30
4513989 | Biomedical Solutions Inc. | Biomedical Solutions, Inc. | BHEV-16-HG |  | High Performance Refrigerator | No | Automatic | 11.24 | 2025-10-30
4513990 | Biomedical Solutions Inc. | Biomedical Solutions, Inc. | BHTV-16-HG |  | High Performance Refrigerator | No | Automatic | 11.24 | 2025-10-30
4513991 | Biomedical Solutions Inc. | Biomedical Solutions, Inc. | BHUV-16-HG-PH |  | High Performance Refrigerator | No | Automatic | 11.24 | 2025-10-30
4513992 | Biomedical Solutions Inc. | Biomedical Solutions, Inc. | BHEV-16-HG-PH |  | High Performance Refrigerator | No | Automatic | 11.24 | 2025-10-30
4513993 | Standex Scientific Solutions | Lab Research Products | PH-LRP-VS-S16G |  | High Performance Refrigerator | No | Automatic | 11.24 | 2025-10-30
4513994 | Biomedical Solutions Inc. | Biomedical Solutions, Inc. | BHUV-16-HG-PHN |  | High Performance Refrigerator | No | Automatic | 11.24 | 2025-10-30
4513995 | Biomedical Solutions Inc. | Biomedical Solutions, Inc. | BHEV-16-HG-PHN |  | High Performance Refrigerator | No | Automatic | 11.24 | 2025-10-30
4513996 | Standex Scientific Solutions | VWR International | VWR-VS-LS-16 |  | High Performance Refrigerator | No | Automatic | 11.24 | 2025-10-30
4513997 | Standex Scientific Solutions | VWR International | VWR-VS-LP-16 |  | High Performance Refrigerator | No | Automatic | 11.24 | 2025-10-30
4513998 | Standex Scientific Solutions | VWR International | VWR-VS-LP-16-TS |  | High Performance Refrigerator | No | Automatic | 11.24 | 2025-10-30
4513999 | Standex Scientific Solutions | Corepoint Scientific | CPS-VS-LP-16-TS |  | High Performance Refrigerator | No | Automatic | 11.24 | 2025-10-30
4514000 | Standex Scientific Solutions | CME Corp | CMEB-REF-P-16-G-VSF |  | High Performance Refrigerator | No | Automatic | 11.24 | 2025-10-30
4514001 | Standex Scientific Solutions | CME Corp | CMEB-REF-ST-16-G-VSF |  | High Performance Refrigerator | No | Automatic | 11.24 | 2025-10-30
4514002 | Standex Scientific Solutions | Ares Scientific | ARS-VS-LS-16 |  | High Performance Refrigerator | No | Automatic | 11.24 | 2025-10-30
4514003 | Standex Scientific Solutions | Ares Scientific | ARS-VS-LP-16 |  | High Performance Refrigerator | No | Automatic | 11.24 | 2025-10-30
4514004 | Standex Scientific Solutions | Ares Scientific | PH-ARS-VS-S16G |  | High Performance Refrigerator | No | Automatic | 11.24 | 2025-10-30
4514005 | Standex Scientific Solutions | Ares Scientific | PH-ARS-VS-16G |  | High Performance Refrigerator | No | Automatic | 11.24 | 2025-10-30
4514006 | Standex Scientific Solutions | Ares Scientific | PH-ARS-NVS-S16G |  | High Performance Refrigerator | No | Automatic | 11.24 | 2025-10-30
4514007 | Standex Scientific Solutions | Ares Scientific | PH-ARS-NVS-16G |  | High Performance Refrigerator | No | Automatic | 11.24 | 2025-10-30
4512778 | Desmon Spa | Desmon Spa | BB-PGM07C |  | High Performance Refrigerator | No | Automatic | 20.87 | 2025-10-27
4512779 | Desmon Spa | Desmon Spa | DS-PGM07C |  | High Performance Refrigerator | No | Automatic | 21.8 | 2025-10-27
4512782 | Desmon Spa | Desmon Spa | DS-PGM14C |  | High Performance Refrigerator | No | Automatic | 47.31 | 2025-10-27
4512783 | Desmon Spa | Desmon Spa | BB-PGM14C |  | High Performance Refrigerator | No | Automatic | 46.38 | 2025-10-27
4512785 | Desmon Spa | Desmon Spa | DS-PGM07G |  | High Performance Refrigerator | No | Automatic | 21.79 | 2025-10-27
4512716 | Standex Scientific Solutions | Horizon Scientific | HS-HC-LAB-R-26-G-B-IM |  | High Performance Refrigerator | No | Automatic | 23 | 2025-10-24
4512717 | Standex Scientific Solutions | American BioTech Supply | VWR-HCCP-26 |  | High Performance Refrigerator | No | Automatic | 23 | 2025-10-24
4512718 | Standex Scientific Solutions | American BioTech Supply | VWR-HCCS-26 |  | High Performance Refrigerator | No | Automatic | 23 | 2025-10-24
4512719 | Standex Scientific Solutions | American BioTech Supply | CMEB-REF-P-26-G-HCF |  | High Performance Refrigerator | No | Automatic | 23 | 2025-10-24
4512720 | Standex Scientific Solutions | American BioTech Supply | CMEB-REF-ST-26-G-HCF |  | High Performance Refrigerator | No | Automatic | 23 | 2025-10-24
4512721 | Standex Scientific Solutions | American BioTech Supply | CMEB-REF-P-26-G-NSF |  | High Performance Refrigerator | No | Automatic | 23 | 2025-10-24
4512722 | Standex Scientific Solutions | American BioTech Supply | CMEB-REF-ST-26-G-NSF |  | High Performance Refrigerator | No | Automatic | 23 | 2025-10-24
4512723 | Standex Scientific Solutions | American BioTech Supply | ARS-HC-LP-26 |  | High Performance Refrigerator | No | Automatic | 23 | 2025-10-24
4512724 | Standex Scientific Solutions | American BioTech Supply | ARS-HC-LB-26 |  | High Performance Refrigerator | No | Automatic | 23 | 2025-10-24
4512725 | Standex Scientific Solutions | American BioTech Supply | PH-ARS-HC-26G |  | High Performance Refrigerator | No | Automatic | 23 | 2025-10-24
4512726 | Standex Scientific Solutions | American BioTech Supply | PH-ARS-HC-S26G |  | High Performance Refrigerator | No | Automatic | 23 | 2025-10-24
4512727 | Standex Scientific Solutions | American BioTech Supply | CRT-ARS-HC-S26G |  | High Performance Refrigerator | No | Automatic | 23 | 2025-10-24
4512728 | Standex Scientific Solutions | American BioTech Supply | ARS-HC-CP-26 |  | High Performance Refrigerator | No | Automatic | 23 | 2025-10-24
4512729 | Standex Scientific Solutions | American BioTech Supply | ARS-HC-CB-26 |  | High Performance Refrigerator | No | Automatic | 23 | 2025-10-24
4510563 | Standex Scientific Solutions | DAI Scientific Equipment | DAI-HC-CP-16 |  | High Performance Refrigerator | No | Automatic | 12.59 | 2025-10-01
4510564 | Standex Scientific Solutions | VWR International | VWR-HCLP-16-TS |  | High Performance Refrigerator | No | Automatic | 12.59 | 2025-10-01
4510565 | Standex Scientific Solutions | VWR International | VWR-HCCP-16-TS |  | High Performance Refrigerator | No | Automatic | 12.59 | 2025-10-01
4510566 | Standex Scientific Solutions | VWR International | VWR-HCCP-16 |  | High Performance Refrigerator | No | Automatic | 12.59 | 2025-10-01
4510567 | Standex Scientific Solutions | Ares Scientific | ARS-HC-LP-16 |  | High Performance Refrigerator | No | Automatic | 12.59 | 2025-10-01
4510466 | Standex Scientific Solutions | Lab Research Products | HS-VS-LAB-R-49-G-B-IM |  | High Performance Refrigerator | No | Automatic | 42.63 | 2025-09-30
4510467 | Standex Scientific Solutions | American BioTech Supply | ABT-VS-LS-49 |  | High Performance Refrigerator | No | Automatic | 42.63 | 2025-09-30
4510468 | Standex Scientific Solutions | American BioTech Supply | ABT-VS-LP-49 |  | High Performance Refrigerator | No | Automatic | 42.63 | 2025-09-30
4510469 | Standex Scientific Solutions | American BioTech Supply | ABT-VS-LP-49-TS |  | High Performance Refrigerator | No | Automatic | 42.63 | 2025-09-30
4510470 | Standex Scientific Solutions | American BioTech Supply | PH-ABT-VS-S49G |  | High Performance Refrigerator | No | Automatic | 42.63 | 2025-09-30
4510471 | Standex Scientific Solutions | American BioTech Supply | PH-ABT-VS-49G |  | High Performance Refrigerator | No | Automatic | 42.63 | 2025-09-30
4510472 | Standex Scientific Solutions | American BioTech Supply | PH-ABT-NVS-S49G |  | High Performance Refrigerator | No | Automatic | 42.63 | 2025-09-30
4510473 | Standex Scientific Solutions | American BioTech Supply | PH-ABT-NVS-49G |  | High Performance Refrigerator | No | Automatic | 42.63 | 2025-09-30
4510474 | Standex Scientific Solutions | DAI Scientific Equipment | DAI-VS-LS-49 |  | High Performance Refrigerator | No | Automatic | 42.63 | 2025-09-30
4510475 | Standex Scientific Solutions | DAI Scientific Equipment | DAI-VS-LP-49 |  | High Performance Refrigerator | No | Automatic | 42.63 | 2025-09-30
4510476 | Standex Scientific Solutions | DAI Scientific Equipment | DAI-VS-LP-49-TS |  | High Performance Refrigerator | No | Automatic | 42.63 | 2025-09-30
4510477 | Standex Scientific Solutions | DAI Scientific Equipment | PH-DAI-VS-S49G |  | High Performance Refrigerator | No | Automatic | 42.63 | 2025-09-30
4510478 | Standex Scientific Solutions | DAI Scientific Equipment | PH-DAI-VS-49G |  | High Performance Refrigerator | No | Automatic | 42.63 | 2025-09-30
4510479 | Standex Scientific Solutions | DAI Scientific Equipment | PH-DAI-NVS-S49G |  | High Performance Refrigerator | No | Automatic | 42.63 | 2025-09-30
4510480 | Standex Scientific Solutions | DAI Scientific Equipment | PH-DAI-NVS-49G |  | High Performance Refrigerator | No | Automatic | 42.63 | 2025-09-30
4510481 | Labrepco, Inc. | Labrepco, Inc. | LRP-VS-LS-49 |  | High Performance Refrigerator | No | Automatic | 42.63 | 2025-09-30
4510482 | Labrepco, Inc. | Labrepco, Inc. | LRP-VS-LP-49 |  | High Performance Refrigerator | No | Automatic | 42.63 | 2025-09-30
4510483 | Labrepco, Inc. | Labrepco, Inc. | LRP-VS-LP-49-TS |  | High Performance Refrigerator | No | Automatic | 42.63 | 2025-09-30
4510484 | Labrepco, Inc. | Labrepco, Inc. | PH-LRP-VS-S49G |  | High Performance Refrigerator | No | Automatic | 42.63 | 2025-09-30
4510485 | Labrepco, Inc. | Labrepco, Inc. | PH-LRP-VS-49G |  | High Performance Refrigerator | No | Automatic | 42.63 | 2025-09-30
4510486 | Labrepco, Inc. | Labrepco, Inc. | PH-LRP-NVS-S49G |  | High Performance Refrigerator | No | Automatic | 42.63 | 2025-09-30
4510487 | Labrepco, Inc. | Labrepco, Inc. | PH-LRP-NVS-49G |  | High Performance Refrigerator | No | Automatic | 42.63 | 2025-09-30
4510488 | Labrepco, Inc. | Labrepco, Inc. | LHUV-49-HG |  | High Performance Refrigerator | No | Automatic | 42.63 | 2025-09-30
4510489 | Labrepco, Inc. | Labrepco, Inc. | LHEV-49-HG |  | High Performance Refrigerator | No | Automatic | 42.63 | 2025-09-30
4510490 | Labrepco, Inc. | Labrepco, Inc. | LHTV-49-HG |  | High Performance Refrigerator | No | Automatic | 42.63 | 2025-09-30
4510491 | Labrepco, Inc. | Labrepco, Inc. | LHUV-49-HG-PH |  | High Performance Refrigerator | No | Automatic | 42.63 | 2025-09-30
4510492 | Labrepco, Inc. | Labrepco, Inc. | LHUV-49-HG-PHN |  | High Performance Refrigerator | No | Automatic | 42.63 | 2025-09-30
4510493 | Labrepco, Inc. | Labrepco, Inc. | LHEV-49-HG-PHN |  | High Performance Refrigerator | No | Automatic | 42.63 | 2025-09-30
4510497 | Biomedical Solutions Inc. | Biomedical Solutions, Inc. | BHUV-49-HG |  | High Performance Refrigerator | No | Automatic | 42.63 | 2025-09-30
4510498 | Biomedical Solutions Inc. | Biomedical Solutions, Inc. | BHEV-49-HG |  | High Performance Refrigerator | No | Automatic | 42.63 | 2025-09-30
4510499 | Biomedical Solutions Inc. | Biomedical Solutions, Inc. | BHTV-49-HG |  | High Performance Refrigerator | No | Automatic | 42.63 | 2025-09-30
4510500 | Biomedical Solutions Inc. | Biomedical Solutions, Inc. | BHUV-49-HG-PH |  | High Performance Refrigerator | No | Automatic | 42.63 | 2025-09-30
4510501 | Biomedical Solutions Inc. | Biomedical Solutions, Inc. | BHEV-49-HG-PH |  | High Performance Refrigerator | No | Automatic | 42.63 | 2025-09-30
4510502 | Biomedical Solutions Inc. | Biomedical Solutions, Inc. | BHUV-49-HG-PHN |  | High Performance Refrigerator | No | Automatic | 42.63 | 2025-09-30
4510503 | Biomedical Solutions Inc. | Biomedical Solutions, Inc. | BHEV-49-HG-PHN |  | High Performance Refrigerator | No | Automatic | 42.63 | 2025-09-30
4510504 | Standex Scientific Solutions | VWR International | VWR-VS-LS-49 |  | High Performance Refrigerator | No | Automatic | 42.63 | 2025-09-30
4510505 | Standex Scientific Solutions | VWR International | VWR-VS-LP-49 |  | High Performance Refrigerator | No | Automatic | 42.63 | 2025-09-30
4510506 | Standex Scientific Solutions | VWR International | VWR-VS-LP-49-TS |  | High Performance Refrigerator | No | Automatic | 42.63 | 2025-09-30
4510507 | Standex Scientific Solutions | Corepoint Scientific | CPS-VS-LP-49-TS |  | High Performance Refrigerator | No | Automatic | 42.63 | 2025-09-30
4510508 | Standex Scientific Solutions | CME Corp | CMEB-REF-P-49-G-VSF |  | High Performance Refrigerator | No | Automatic | 42.63 | 2025-09-30
4510509 | Standex Scientific Solutions | CME Corp | CMEB-REF-ST-49-G-VSF |  | High Performance Refrigerator | No | Automatic | 42.63 | 2025-09-30
4510510 | Standex Scientific Solutions | Ares Scientific | ARS-VS-LS-49 |  | High Performance Refrigerator | No | Automatic | 42.63 | 2025-09-30
4510511 | Standex Scientific Solutions | Ares Scientific | ARS-VS-LP-49 |  | High Performance Refrigerator | No | Automatic | 42.63 | 2025-09-30
4510512 | Standex Scientific Solutions | Ares Scientific | PH-ARS-VS-S49G |  | High Performance Refrigerator | No | Automatic | 42.63 | 2025-09-30
4510513 | Standex Scientific Solutions | Ares Scientific | PH-ARS-VS-49G |  | High Performance Refrigerator | No | Automatic | 42.63 | 2025-09-30
4510514 | Standex Scientific Solutions | Ares Scientific | PH-ARS-NVS-S49G |  | High Performance Refrigerator | No | Automatic | 42.63 | 2025-09-30
4510515 | Standex Scientific Solutions | Ares Scientific | PH-ARS-NVS-49G |  | High Performance Refrigerator | No | Automatic | 42.63 | 2025-09-30
4510528 | Standex Scientific Solutions | Lab Research Products | LRP-HC-16-TS-ETL |  | High Performance Refrigerator | No | Automatic | 12.59 | 2025-09-30
4510529 | Standex Scientific Solutions | DAI Scientific Equipment | DAI-HC-LB-16 |  | High Performance Refrigerator | No | Automatic | 12.59 | 2025-09-30
4510530 | Standex Scientific Solutions | DAI Scientific Equipment | DAI-HC-CP-16-TS |  | High Performance Refrigerator | No | Automatic | 12.59 | 2025-09-30
4510531 | Standex Scientific Solutions | DAI Scientific Equipment | DAI-HC-CB-16 |  | High Performance Refrigerator | No | Automatic | 12.59 | 2025-09-30
4510532 | Standex Scientific Solutions | DAI Scientific Equipment | PH-DAI-HC-16G |  | High Performance Refrigerator | No | Automatic | 12.59 | 2025-09-30
4510533 | Standex Scientific Solutions | DAI Scientific Equipment | PH-DAI-HC-S16G |  | High Performance Refrigerator | No | Automatic | 12.59 | 2025-09-30
4510534 | Standex Scientific Solutions | DAI Scientific Equipment | PH-DAI-NSF-16G |  | High Performance Refrigerator | No | Automatic | 12.59 | 2025-09-30
4510535 | Standex Scientific Solutions | DAI Scientific Equipment | PH-DAI-NSF-S16G |  | High Performance Refrigerator | No | Automatic | 12.59 | 2025-09-30
4510536 | Standex Scientific Solutions | DAI Scientific Equipment | CRT-DAI-HC-S16G |  | High Performance Refrigerator | No | Automatic | 12.59 | 2025-09-30
4510537 | Standex Scientific Solutions | VWR International | VWR-HCLP-16 |  | High Performance Refrigerator | No | Automatic | 12.59 | 2025-09-30
4510538 | Standex Scientific Solutions | VWR International | VWR-HCLS-16 |  | High Performance Refrigerator | No | Automatic | 12.59 | 2025-09-30
4510539 | Standex Scientific Solutions | VWR International | VWR-HCCS-16 |  | High Performance Refrigerator | No | Automatic | 12.59 | 2025-09-30
4510540 | Standex Scientific Solutions | Ares Scientific | ARS-HC-LP-16 |  | High Performance Refrigerator | No | Automatic | 12.59 | 2025-09-30
4510541 | Standex Scientific Solutions | Ares Scientific | PH-ARS-HC-16G |  | High Performance Refrigerator | No | Automatic | 12.59 | 2025-09-30
4510542 | Standex Scientific Solutions | Ares Scientific | PH-ARS-HC-S16G |  | High Performance Refrigerator | No | Automatic | 12.59 | 2025-09-30
4510543 | Standex Scientific Solutions | Ares Scientific | ARS-HC-CP-16 |  | High Performance Refrigerator | No | Automatic | 12.59 | 2025-09-30
4510544 | Standex Scientific Solutions | Ares Scientific | ARS-HC-CB-16 |  | High Performance Refrigerator | No | Automatic | 12.59 | 2025-09-30
4510545 | Standex Scientific Solutions | Ares Scientific | CRT-ARS-HC-S16G |  | High Performance Refrigerator | No | Automatic | 12.59 | 2025-09-30
4510546 | Standex Scientific Solutions | Ares Scientific | ARS-HC-LB-16 |  | High Performance Refrigerator | No | Automatic | 12.59 | 2025-09-30
4510858 | Labrepco, Inc. | Labrepco, Inc. | LHEV-49-HG-PH |  | High Performance Refrigerator | No | Automatic | 42.63 | 2025-09-30
4510134 | Standex Scientific Solutions | CME Corp | CMEB-REF-1-S-HCF | CMEB-REF-1-S-HCF-LH; CMEB-REF-1-S-NSF; CMEB-REF-1-S-NSF-LH | High Performance Refrigerator | No | Manual | 1.01 | 2025-09-24
4510135 | Standex Scientific Solutions | CME Corp | CMEB-REF-5PT2-S-NSF |  | High Performance Refrigerator | Yes | Manual | 4.35 | 2025-09-24
4510136 | Standex Scientific Solutions | CME Corp | CMEB-REF-5PT2-G-NSF |  | High Performance Refrigerator | Yes | Manual | 4.35 | 2025-09-24
4510137 | Standex Scientific Solutions | CME Corp | CMEB-REF-P-10PT5-S-NSF |  | High Performance Refrigerator | Yes | Manual | 9.38 | 2025-09-24
4510138 | Standex Scientific Solutions | CME Corp | CMEB-REF-P-10PT5-G-NSF |  | High Performance Refrigerator | Yes | Manual | 9.38 | 2025-09-24
4510148 | Standex Scientific Solutions | DAI Scientific Equipment | DAI-HC-UCFS-0104 | CRT-DAI-HC-UCFS-0104; CRT-DAI-HC-UCFS-0104-LH; DAI-HC-UCFS-0104-LH; PH-DAI-HC-UCFS-0104; PH-DAI-HC-UCFS-0104-LH; PH-DAI-NSF-UCFS-0104; PH-DAI-NSF-UCFS-0104-LH | High Performance Refrigerator | No | Manual | 1.01 | 2025-09-24
4510149 | Standex Scientific Solutions | DAI Scientific Equipment | PH-DAI-NSF-UCFS-0504 |  | High Performance Refrigerator | Yes | Manual | 4.35 | 2025-09-24
4510150 | Standex Scientific Solutions | DAI Scientific Equipment | PH-DAI-NSF-UCFS-0504G |  | High Performance Refrigerator | Yes | Manual | 4.35 | 2025-09-24
4510151 | Standex Scientific Solutions | DAI Scientific Equipment | PH-DAI-NSF-10PS |  | High Performance Refrigerator | Yes | Manual | 9.38 | 2025-09-24
4510152 | Standex Scientific Solutions | DAI Scientific Equipment | PH-DAI-NSF-10PG |  | High Performance Refrigerator | Yes | Manual | 9.38 | 2025-09-24
4510175 | Standex Scientific Solutions | Lab Research Products | LRP-HC-UCFS-0104 | CRT-LRP-HC-UCFS-0104; CRT-LRP-HC-UCFS-0104-LH; LRP-HC-UCFS-0104-LH; PH-LRP-HC-UCFS-0104; PH-LRP-HC-UCFS-0104-LH; PH-LRP-NSF-UCFS-0104; PH-LRP-NSF-UCFS-0104-LH | High Performance Refrigerator | No | Manual | 1.01 | 2025-09-24
4510176 | Standex Scientific Solutions | Lab Research Products | PH-LRP-NSF-10PS |  | High Performance Refrigerator | Yes | Manual | 9.38 | 2025-09-24
4510177 | Standex Scientific Solutions | Lab Research Products | PH-LRP-NSF-10PG |  | High Performance Refrigerator | Yes | Manual | 9.38 | 2025-09-24
4510178 | Standex Scientific Solutions | Lab Research Products | PH-LRP-NSF-UCFS-0504 |  | High Performance Refrigerator | Yes | Manual | 4.35 | 2025-09-24
4510179 | Standex Scientific Solutions | Lab Research Products | PH-LRP-NSF-UCFS-0504G |  | High Performance Refrigerator | Yes | Manual | 4.35 | 2025-09-24
4510180 | Standex Scientific Solutions | VWR International | HCUCFS0104 | HCUCFS0104LH; NSFHCUCFS0104; NSFHCUCFS0104LH | High Performance Refrigerator | No | Manual | 1.01 | 2025-09-24
4510190 | Standex Scientific Solutions | VWR International | NSFHCUCFS0504G |  | High Performance Refrigerator | Yes | Manual | 4.35 | 2025-09-24
4510191 | Standex Scientific Solutions | VWR International | NSFHCUCFS0504 |  | High Performance Refrigerator | Yes | Manual | 4.35 | 2025-09-24
4510192 | Standex Scientific Solutions | VWR International | NSFHCLP-10S |  | High Performance Refrigerator | Yes | Manual | 9.38 | 2025-09-24
4510193 | Standex Scientific Solutions | VWR International | NSFHCLP-10G |  | High Performance Refrigerator | Yes | Manual | 9.38 | 2025-09-24
4498978 | Felix Storch, Inc. | HEMOVAULT | AHBBG254SS |  | High Performance Refrigerator | No | Automatic | 20.87 | 2025-09-12
4498979 | Felix Storch, Inc. | HEMOVAULT | AHBBG252 |  | High Performance Refrigerator | No | Automatic | 20.87 | 2025-09-12
4498981 | Felix Storch, Inc. | Accucold | ARG304MLSS |  | High Performance Refrigerator | No | Automatic | 31.35 | 2025-09-12
4498982 | Felix Storch, Inc. | HEMOVAULT | AHBBG302 |  | High Performance Refrigerator | No | Automatic | 31.35 | 2025-09-12
4498983 | Felix Storch, Inc. | Accucold | ARG302ML |  | High Performance Refrigerator | No | Automatic | 31.35 | 2025-09-12
4498984 | Felix Storch, Inc. | HEMOVAULT | AHBBG304SS |  | High Performance Refrigerator | No | Automatic | 31.35 | 2025-09-12
4498985 | Felix Storch, Inc. | Accucold | ARG494MLSS |  | High Performance Refrigerator | No | Automatic | 46.38 | 2025-09-12
4498986 | Felix Storch, Inc. | HEMOVAULT | AHBBG492 |  | High Performance Refrigerator | No | Automatic | 46.38 | 2025-09-12
4498987 | Felix Storch, Inc. | HEMOVAULT | AHBBG494SS |  | High Performance Refrigerator | No | Automatic | 46.38 | 2025-09-12
4498512 | Standex Scientific Solutions | American BioTech Supply | ABT-HC-UCFS-0104 | ABT-HC-UCFS-0104-LH; CRT-ABT-HC-UCFS-0104; CRT-ABT-HC-UCFS-0104-LH; PH-ABT-HC-UCFS-0104; PH-ABT-HC-UCFS-0104-LH; PH-ABT-NSF-UCFS-0104; PH-ABT-NSF-UCFS-0104-LH | High Performance Refrigerator | No | Manual | 1.01 | 2025-09-10
4498513 | Standex Scientific Solutions | American BioTech Supply | PH-ABT-NSF-UCFS-0504 |  | High Performance Refrigerator | Yes | Manual | 4.35 | 2025-09-10
4498514 | Standex Scientific Solutions | American BioTech Supply | PH-ABT-NSF-10PS |  | High Performance Refrigerator | Yes | Manual | 9.38 | 2025-09-10
4498515 | Standex Scientific Solutions | American BioTech Supply | PH-ABT-NSF-10PG |  | High Performance Refrigerator | Yes | Manual | 9.38 | 2025-09-10
4498516 | Standex Scientific Solutions | American BioTech Supply | PH-ABT-NSF-UCFS-0504G |  | High Performance Refrigerator | Yes | Manual | 4.35 | 2025-09-10
4498528 | Biomedical Solutions Inc. | Biomedical Solutions Inc. | BSI-HC-UCFS-0104 | BSI-HC-UCFS-0104-LH; PH-BSI-HC-UCFS-0104; PH-BSI-HC-UCFS-0104-LH; PH-BSI-NSF-UCFS-0104; PH-BSI-NSF-UCFS-0104-LH | High Performance Refrigerator | No | Manual | 1.01 | 2025-09-10
4498529 | Biomedical Solutions Inc. | Biomedical Solutions Inc. | PH-BSI-NSF-UCFS-0504 |  | High Performance Refrigerator | Yes | Manual | 4.35 | 2025-09-10
4498530 | Biomedical Solutions Inc. | Biomedical Solutions Inc. | PH-BSI-NSF-10PS |  | High Performance Refrigerator | Yes | Manual | 9.38 | 2025-09-10
4498531 | Biomedical Solutions Inc. | Biomedical Solutions Inc. | PH-BSI-NSF-10PG |  | High Performance Refrigerator | Yes | Manual | 9.38 | 2025-09-10
4498536 | Biomedical Solutions Inc. | Biomedical Solutions Inc. | PH-BSI-NSF-UCFS-0504G |  | High Performance Refrigerator | Yes | Manual | 4.35 | 2025-09-10
4498819 | Standex Scientific Solutions | Corepoint Scientific | PRNSF061WWW/0 |  | High Performance Refrigerator | Yes | Manual | 4.35 | 2025-09-10
4498820 | Standex Scientific Solutions | Corepoint Scientific | PRNSF061WWG/0 |  | High Performance Refrigerator | Yes | Manual | 4.35 | 2025-09-10
4498821 | Standex Scientific Solutions | Corepoint Scientific | PRNSF101WWG/0 |  | High Performance Refrigerator | Yes | Manual | 9.38 | 2025-09-10
4498822 | Standex Scientific Solutions | Corepoint Scientific | PRNSF101WWW/0 |  | High Performance Refrigerator | Yes | Manual | 9.38 | 2025-09-10
4498823 | Standex Scientific Solutions | Corepoint Scientific | PR011WWW/0 | CRTPR011WWW/0; CRTPR011WWWLH/0; PR011WWWLH/0; PRNSF011WWW/0; PRNSF011WWWLH/0 | High Performance Refrigerator | No | Manual | 1.01 | 2025-09-10
4499149 | Labrepco, Inc. | LabRepCo, LLC | LHP-2-UR | LHP-1-CRT; LHP-1-CRT-L; LHP-2-UR-L; LHP-2-UR-PH; LHP-2-UR-PH-L; LHP-2-UR-PHNSF; LHP-2-UR-PH-NSF-L | High Performance Refrigerator | No | Manual | 1.01 | 2025-09-10
4499152 | Labrepco, Inc. | LabRepCo, LLC | LHP-5-UR-PHNSF |  | High Performance Refrigerator | Yes | Manual | 4.35 | 2025-09-10
4499153 | Labrepco, Inc. | LabRepCo, LLC | LHP-5-URG-PHNSF |  | High Performance Refrigerator | Yes | Manual | 4.35 | 2025-09-10
4499154 | Labrepco, Inc. | LabRepCo, LLC | LHP-11-HG-PHNSF |  | High Performance Refrigerator | Yes | Manual | 9.38 | 2025-09-10
4499155 | Labrepco, Inc. | LabRepCo, LLC | LHP-11-SD-PHNSF |  | High Performance Refrigerator | Yes | Manual | 9.38 | 2025-09-10
4498432 | Midea America Corp. | Midea | MC-5L42 |  | High Performance Refrigerator | Yes | Manual | 1.47 | 2025-09-08
4498433 | Translogic Corporation dba Swisslog Healthcare | Swisslog Healthcare | SLHC-MC-5L42-NA |  | High Performance Refrigerator | Yes | Manual | 1.47 | 2025-09-08
4481466 | Desmon Spa | Desmon Spa | BB-PGM07G |  | High Performance Refrigerator | No | Automatic | 20.87 | 2025-08-20
4481467 | Desmon Spa | Desmon Spa | BB-PGM09G |  | High Performance Refrigerator | No | Automatic | 31.35 | 2025-08-20
4481468 | Desmon Spa | Desmon Spa | BB-PGM14G |  | High Performance Refrigerator | No | Automatic | 46.38 | 2025-08-20
4481470 | Desmon Spa | Desmon Spa | DS-PGM14G |  | High Performance Refrigerator | No | Automatic | 47.31 | 2025-08-20
4497513 | Desmon Spa | Desmon Spa | DS-PGM09G |  | High Performance Refrigerator | No | Automatic | 32.28 | 2025-08-20
4481037 | Translogic Corporation dba Swisslog Healthcare | Swisslog Healthcare | SLHC-MC-5L126-NA |  | High Performance Refrigerator | Yes | Automatic | 4.56 | 2025-08-01
4481038 | Translogic Corporation dba Swisslog Healthcare | Swisslog Healthcare | SLHC-MC-5L316-NA |  | High Performance Refrigerator | Yes | Automatic | 10.97 | 2025-08-01
4481039 | Midea America Corp. | Midea | MC-5L316 |  | High Performance Refrigerator | Yes | Automatic | 10.97 | 2025-08-01
4481040 | Midea America Corp. | Midea | MC-5L126 |  | High Performance Refrigerator | Yes | Automatic | 4.56 | 2025-08-01
4480868 | Standex Scientific Solutions | American BioTech Supply | ABT-HC-SSR-25G | ABT-HC-SSR-25G-LH; CPS-HC-SSR-25G; CPS-HC-SSR-25G-LH; LRP-HC-SSR-25G; LRP-HC-SSR-25G-LH; PH-ABT-NSF-SSR-25G; PH-ABT-NSF-SSR-25G-LH; PH-CPS-NSF-SSR-25GPH-CPS-NSF-SSR-25G-LH; PH-LRP-NSF-SSR-25G; PH-LRP-NSF-SSR-25G-LH | High Performance Refrigerator | Yes | Manual | 19.25 | 2025-07-30
4479538 | Qingdao Haier Biomedical Co.,Ltd | Haier | HYC-341GD |  | High Performance Refrigerator | No | Automatic | 12.59 | 2025-07-23
4478558 | B Medical Systems S.à r.l. | B Medical Systems S.A.R.L. | L55 |  | High Performance Refrigerator | No | Manual | 1.62 | 2025-07-16
4478559 | B Medical Systems S.à r.l. | B Medical Systems S.A.R.L. | B291 |  | High Performance Refrigerator | No | Manual | 9.25 | 2025-07-16
4478560 | B Medical Systems S.à r.l. | B Medical Systems S.A.R.L. | P290 |  | High Performance Refrigerator | No | Manual | 9.25 | 2025-07-16
4478561 | B Medical Systems S.à r.l. | B Medical Systems S.A.R.L. | L380 |  | High Performance Refrigerator | No | Manual | 11.11 | 2025-07-16
4478562 | B Medical Systems S.à r.l. | B Medical Systems S.A.R.L. | P380 |  | High Performance Refrigerator | No | Manual | 11.58 | 2025-07-16
4478563 | B Medical Systems S.à r.l. | B Medical Systems S.A.R.L. | B381 |  | High Performance Refrigerator | No | Manual | 11.58 | 2025-07-16
4478564 | B Medical Systems S.à r.l. | B Medical Systems S.A.R.L. | L290 |  | High Performance Refrigerator | No | Manual | 8.97 | 2025-07-16
4478565 | B Medical Systems S.à r.l. | B Medical Systems S.A.R.L. | L900 |  | High Performance Refrigerator | No | Automatic | 27.8 | 2025-07-16
4478566 | B Medical Systems S.à r.l. | B Medical Systems S.A.R.L. | B51 |  | High Performance Refrigerator | No | Manual | 1.68 | 2025-07-16
4478567 | B Medical Systems S.à r.l. | B Medical Systems S.A.R.L. | P130 |  | High Performance Refrigerator | No | Manual | 3.45 | 2025-07-16
4478568 | B Medical Systems S.à r.l. | B Medical Systems S.A.R.L. | B131 |  | High Performance Refrigerator | No | Manual | 3.45 | 2025-07-16
4478569 | B Medical Systems S.à r.l. | B Medical Systems S.A.R.L. | P55 |  | High Performance Refrigerator | No | Manual | 1.68 | 2025-07-16
4478570 | B Medical Systems S.à r.l. | B Medical Systems S.A.R.L. | P700 |  | High Performance Refrigerator | No | Semi-Automatic | 26.4 | 2025-07-16
4478571 | B Medical Systems S.à r.l. | B Medical Systems S.A.R.L. | B701 |  | High Performance Refrigerator | No | Semi-Automatic | 26.4 | 2025-07-16
4478572 | B Medical Systems S.à r.l. | B Medical Systems S.A.R.L. | B901 |  | High Performance Refrigerator | No | Semi-Automatic | 30.8 | 2025-07-16
4478573 | B Medical Systems S.à r.l. | B Medical Systems S.A.R.L. | P900 |  | High Performance Refrigerator | No | Semi-Automatic | 30.8 | 2025-07-16
4478579 | Follett Products, LLC | Follett | REFNAT5-SD |  | High Performance Refrigerator | No | Variable | 5 | 2025-07-16
4478580 | Follett Products, LLC | Follett | REFNAT5-GD |  | High Performance Refrigerator | No | Variable | 5 | 2025-07-16
4470571 | Follett Products, LLC | Follett | REF12i-5B-*00G* |  | High Performance Refrigerator | Yes | Automatic | 10.5 | 2025-07-08
4470572 | Follett Products, LLC | Follett | REFOMN12i-00-*00S |  | High Performance Refrigerator | Yes | Automatic | 10.5 | 2025-07-08
4470573 | Follett Products, LLC | Follett | REF12i-00-*00S* |  | High Performance Refrigerator | Yes | Automatic | 10.5 | 2025-07-08
4470574 | Follett Products, LLC | Follett | REF12i-5D-*00S* |  | High Performance Refrigerator | Yes | Automatic | 10.5 | 2025-07-08
4470575 | Follett Products, LLC | Follett | REF12i-5B-*00S* |  | High Performance Refrigerator | Yes | Automatic | 10.5 | 2025-07-08
4470576 | Follett Products, LLC | Follett | REFOMN12i-00-*00G |  | High Performance Refrigerator | Yes | Automatic | 10.5 | 2025-07-08
4470577 | Follett Products, LLC | Follett | REF12i-5D-*00G* |  | High Performance Refrigerator | Yes | Automatic | 10.5 | 2025-07-08
4470578 | Follett Products, LLC | Follett | REF12i-00-*00G* |  | High Performance Refrigerator | Yes | Automatic | 10.5 | 2025-07-08
4470579 | Follett Products, LLC | Follett | REFOMN12i-4S-*00G |  | High Performance Refrigerator | Yes | Automatic | 10.5 | 2025-07-08
4470580 | Follett Products, LLC | Follett | REFOMN12i-5B-*00G |  | High Performance Refrigerator | Yes | Automatic | 10.5 | 2025-07-08
4470581 | Follett Products, LLC | Follett | REF12i-4S-*00S* |  | High Performance Refrigerator | Yes | Automatic | 10.5 | 2025-07-08
4470582 | Follett Products, LLC | Follett | REF12i-4S-*00G* |  | High Performance Refrigerator | Yes | Automatic | 10.5 | 2025-07-08
4470583 | Follett Products, LLC | Follett | REFOMN12i-4S-*00S |  | High Performance Refrigerator | Yes | Automatic | 10.5 | 2025-07-08
4470584 | Follett Products, LLC | Follett | REFOMN12i-5B-*00S |  | High Performance Refrigerator | Yes | Automatic | 10.5 | 2025-07-08
4470585 | Follett Products, LLC | Follett | REFOMN12i-5D-*00G |  | High Performance Refrigerator | Yes | Automatic | 10.5 | 2025-07-08
4470586 | Follett Products, LLC | Follett | REFOMN12i-5D-*00S |  | High Performance Refrigerator | Yes | Automatic | 10.5 | 2025-07-08
4470587 | Follett Products, LLC | Follett | REF25i-00-*****S* |  | High Performance Refrigerator | Yes | Automatic | 22.4 | 2025-07-08
4470588 | Follett Products, LLC | Follett | REF25i-BB-*****G* |  | High Performance Refrigerator | Yes | Automatic | 22.4 | 2025-07-08
4470589 | Follett Products, LLC | Follett | REF25i-4S-*****S* |  | High Performance Refrigerator | Yes | Automatic | 22.4 | 2025-07-08
4470590 | Follett Products, LLC | Follett | REF25i-6B-*****G* |  | High Performance Refrigerator | Yes | Automatic | 22.4 | 2025-07-08
4470591 | Follett Products, LLC | Follett | REF25i-6D-*****S* |  | High Performance Refrigerator | Yes | Automatic | 22.4 | 2025-07-08
4470592 | Follett Products, LLC | Follett | REFOMN25i-00-*****G* |  | High Performance Refrigerator | Yes | Automatic | 22.4 | 2025-07-08
4470593 | Follett Products, LLC | Follett | REF25i-6B-*****S* |  | High Performance Refrigerator | Yes | Automatic | 22.4 | 2025-07-08
4470594 | Follett Products, LLC | Follett | REF25i-00-*****G* |  | High Performance Refrigerator | Yes | Automatic | 22.4 | 2025-07-08
4470595 | Follett Products, LLC | Follett | REF25i-6D-*****G* |  | High Performance Refrigerator | Yes | Automatic | 22.4 | 2025-07-08
4470596 | Follett Products, LLC | Follett | REFOMN25i-6B-*****G* |  | High Performance Refrigerator | Yes | Automatic | 22.4 | 2025-07-08
4470597 | Follett Products, LLC | Follett | REF25i-4S-*****G* |  | High Performance Refrigerator | Yes | Automatic | 22.4 | 2025-07-08
4470598 | Follett Products, LLC | Follett | REFOMN25i-4S-*****G* |  | High Performance Refrigerator | Yes | Automatic | 22.4 | 2025-07-08
4470599 | Follett Products, LLC | Follett | REFOMN20i-00-*****G* |  | High Performance Refrigerator | Yes | Automatic | 17.7 | 2025-07-08
4470600 | Follett Products, LLC | Follett | REF20i-00-*****S* |  | High Performance Refrigerator | Yes | Automatic | 17.7 | 2025-07-08
4470601 | Follett Products, LLC | Follett | REF20i-6D-*****S* |  | High Performance Refrigerator | Yes | Automatic | 17.7 | 2025-07-08
4470602 | Follett Products, LLC | Follett | REF20i-4S-*****G* |  | High Performance Refrigerator | Yes | Automatic | 17.7 | 2025-07-08
4470603 | Follett Products, LLC | Follett | REF20i-6B-*****G* |  | High Performance Refrigerator | Yes | Automatic | 17.7 | 2025-07-08
4470604 | Follett Products, LLC | Follett | REF20i-6B-*****S* |  | High Performance Refrigerator | Yes | Automatic | 17.7 | 2025-07-08
4470605 | Follett Products, LLC | Follett | REF20i-6D-*****G* |  | High Performance Refrigerator | Yes | Automatic | 17.7 | 2025-07-08
4470606 | Follett Products, LLC | Follett | REF20i-BB-*****G* |  | High Performance Refrigerator | Yes | Automatic | 17.7 | 2025-07-08
4470607 | Follett Products, LLC | Follett | REF20i-00-*****G* |  | High Performance Refrigerator | Yes | Automatic | 17.7 | 2025-07-08
4470608 | Follett Products, LLC | Follett | REFOMN20i-4S-*****G* |  | High Performance Refrigerator | Yes | Automatic | 17.7 | 2025-07-08
4470609 | Follett Products, LLC | Follett | REFOMN20i-6B-*****G* |  | High Performance Refrigerator | Yes | Automatic | 17.7 | 2025-07-08
4470529 | Liebherr-Hausgerate Ochsenhausen GmbH | Liebherr | SRFfg 3501 |  | High Performance Refrigerator | No | Manual | 11.19 | 2025-07-07
4470531 | Liebherr-Hausgerate Ochsenhausen GmbH | Liebherr | SRPvh 6501 |  | High Performance Refrigerator | No | Automatic | 20.2 | 2025-07-07
4470532 | Liebherr-Hausgerate Ochsenhausen GmbH | Liebherr | SRFvh 5501 |  | High Performance Refrigerator | No | Automatic | 18.37 | 2025-07-07
4470533 | Liebherr-Hausgerate Ochsenhausen GmbH | Liebherr | SRPvh 8401 |  | High Performance Refrigerator | No | Automatic | 29.7 | 2025-07-07
4470534 | Liebherr-Hausgerate Ochsenhausen GmbH | Liebherr | SRPvh 8411 |  | High Performance Refrigerator | No | Automatic | 30.4 | 2025-07-07
4470535 | Liebherr-Hausgerate Ochsenhausen GmbH | Liebherr | SRPvh 6511 |  | High Performance Refrigerator | No | Automatic | 21.4 | 2025-07-07
4470536 | Liebherr-Hausgerate Ochsenhausen GmbH | Liebherr | SRPvh 1402 |  | High Performance Refrigerator | No | Automatic | 46.8 | 2025-07-07
4470537 | Liebherr-Hausgerate Ochsenhausen GmbH | Liebherr | SRFvh 5511 |  | High Performance Refrigerator | No | Automatic | 19.33 | 2025-07-07
4470538 | Liebherr-Hausgerate Ochsenhausen GmbH | Liebherr | SRPvh 1412 |  | High Performance Refrigerator | No | Automatic | 48.2 | 2025-07-07
4470542 | Liebherr-Hausgerate Ochsenhausen GmbH | Liebherr | SRFfg 5501 |  | High Performance Refrigerator | No | Manual | 18.33 | 2025-07-07
4439092 | Standex Scientific Solutions | Lab Research Products | LRP-HC-UCFS-0204 | CRT-LRP-HC-UCFS-0204; PH-LRP-HC-UCFS-0204; PH-LRP-NSF-UCFS-0204 | High Performance Refrigerator | No | Manual | 2.09 | 2025-06-19
4439093 | Standex Scientific Solutions | Lab Research Products | LRP-HC-49S | CRT-LRP-HC-S49S; LRP-HC-49S-TS; LRP-HC-SLB-49; PH-LRP-HC-49S; PH-LRP-HC-S49S; PH-LRP-NSF-49S; PH-LRP-NSF-S49S | High Performance Refrigerator | No | Manual | 45.26 | 2025-06-19
4439094 | Standex Scientific Solutions | Lab Research Products | LRP-HC-LP-49 | CRT-LRP-HC-S49G; LRP-HC-CB-49; LRP-HC-CP-49; LRP-HC-CP-49-TS; LRP-HC-LB-49; LRP-HC-LP-49-TS; PH-LRP-HC-49G; PH-LRP-HC-S49G; PH-LRP-NSF-49G; PH-LRP-NSF-S49G | High Performance Refrigerator | No | Manual | 45.26 | 2025-06-19
4439095 | Standex Scientific Solutions | Lab Research Products | LRP-HC-26 | LRP-HC-26-TS | High Performance Refrigerator | No | Manual | 23.42 | 2025-06-19
4439096 | Standex Scientific Solutions | Lab Research Products | LRP-HC-47 | LRP-HC-47-TS | High Performance Refrigerator | No | Manual | 45.41 | 2025-06-19
4439097 | Standex Scientific Solutions | Lab Research Products | LRP-HC-49 | LRP-HC-49-TS | High Performance Refrigerator | No | Manual | 44.01 | 2025-06-19
4439098 | Standex Scientific Solutions | Lab Research Products | LRP-HC-72 | LRP-HC-72-TS | High Performance Refrigerator | No | Manual | 65.84 | 2025-06-19
4439105 | Standex Scientific Solutions | VWR International | HCUCFS0204 |  | High Performance Refrigerator | No | Manual | 2.09 | 2025-06-19
4439106 | Standex Scientific Solutions | VWR International | VWR-HCLP-49 | VWR-HCCP-49; VWR-HCCP-49-TS; VWR-HCCS-49; VWR-HCLP-49-TS; VWR-HCLS-49 | High Performance Refrigerator | No | Manual | 45.26 | 2025-06-19
4439107 | Standex Scientific Solutions | VWR International | VWR-HC-49S | VWR-HC-49S-TS; VWR-HC-SLS-49 | High Performance Refrigerator | No | Manual | 45.26 | 2025-06-19
4439108 | Standex Scientific Solutions | VWR International | VWR-HC-26 | VWR-HC-26-TS | High Performance Refrigerator | No | Manual | 23.42 | 2025-06-19
4439109 | Standex Scientific Solutions | VWR International | VWR-HC-49 | VWR-HC-49-TS | High Performance Refrigerator | No | Manual | 44.01 | 2025-06-19
4439110 | Standex Scientific Solutions | VWR International | VWR-HC-72 | VWR-HC-72-TS | High Performance Refrigerator | No | Manual | 65.84 | 2025-06-19
4437595 | So-Low Environmental Equipment Co., Inc. | So-Low | MV4-2UCRDA |  | High Performance Refrigerator | No | Manual | 2.09 | 2025-06-18
4437621 | Labrepco, Inc. | LabRepCo, LLC | LHP-3-UR | LHP-3-CRT; LHP-3-UR-PH; LHP-3-UR-PHNSF | High Performance Refrigerator | No | Manual | 2.09 | 2025-06-18
4437622 | Labrepco, Inc. | LabRepCo, LLC | LHT-HC-49G | LHE-49-HG-PH; LHE-49-HG-PHNSF; LHE-HC-49C; LHE-HC-49G; LHP-49-CRTHG; LHT-HC-49C; LHU-49-HG; LHU-49-HGC; LHU-49-HG-PH; LHU-49-HG-PHNSF | High Performance Refrigerator | No | Manual | 45.26 | 2025-06-18
4437623 | Labrepco, Inc. | LabRepCo, LLC | LHT-49-SD | LHE-49-SD; LHE-49-SD-PH; LHE-49-SD-PHNSF; LHP-49-CRTSD; LHU-49-SD; LHU-49-SD-PH; LHU-49-SD-PHNSF | High Performance Refrigerator | No | Manual | 45.26 | 2025-06-18
4437624 | Labrepco, Inc. | LabRepCo, LLC | LHT-26-HG | LHE-26-HG | High Performance Refrigerator | No | Manual | 23.42 | 2025-06-18
4437625 | Labrepco, Inc. | LabRepCo, LLC | LHT-47-SG | LHE-47-SG | High Performance Refrigerator | No | Manual | 45.41 | 2025-06-18
4437626 | Labrepco, Inc. | LabRepCo, LLC | LHT-72-HG | LHE-72-HG | High Performance Refrigerator | No | Manual | 65.84 | 2025-06-18
4437627 | Labrepco, Inc. | LabRepCo, LLC | LHT-49-HG | LHE-49-HG | High Performance Refrigerator | No | Manual | 44.01 | 2025-06-18
4437457 | Qingdao Haier Biomedical Co.,Ltd | Haier | HLR-310FL |  | High Performance Refrigerator | No | Automatic | 10.93 | 2025-06-16
4437458 | Qingdao Haier Biomedical Co.,Ltd | Haier | HYC-1030GD |  | High Performance Refrigerator | No | Automatic | 35.7 | 2025-06-16
4437459 | Qingdao Haier Biomedical Co.,Ltd | Haier | HYC-1030GT |  | High Performance Refrigerator | No | Automatic | 35.7 | 2025-06-16
4437460 | Qingdao Haier Biomedical Co.,Ltd | Haier | HYC-85GD |  | High Performance Refrigerator | No | Automatic | 2.97 | 2025-06-16
4437461 | Qingdao Haier Biomedical Co.,Ltd | Haier | HYC-85FD |  | High Performance Refrigerator | No | Automatic | 2.97 | 2025-06-16
4437462 | Qingdao Haier Biomedical Co.,Ltd | Haier | HYC-461GD |  | High Performance Refrigerator | No | Automatic | 16.18 | 2025-06-16
4437463 | Qingdao Haier Biomedical Co.,Ltd | Haier | HYC-461FD |  | High Performance Refrigerator | No | Automatic | 15.9 | 2025-06-16
4437464 | Qingdao Haier Biomedical Co.,Ltd | Haier | HYC-1031GD |  | High Performance Refrigerator | No | Automatic | 36.41 | 2025-06-16
4437465 | Qingdao Haier Biomedical Co.,Ltd | Haier | HYC-1031FD |  | High Performance Refrigerator | No | Automatic | 35.84 | 2025-06-16
4431336 | Standex Scientific Solutions | Corepoint Scientific | PR031WWW/0 | CRTPR031WWW/0 | High Performance Refrigerator | No | Manual | 2.09 | 2025-06-10
4431337 | Standex Scientific Solutions | Corepoint Scientific | NSWDR492WWS/0 |  | High Performance Refrigerator | No | Manual | 45.26 | 2025-06-10
4431398 | Standex Scientific Solutions | Corepoint Scientific | NSWDR492WWG/0 |  | High Performance Refrigerator | No | Manual | 45.26 | 2025-06-10
4430183 | Standex Scientific Solutions | DAI Scientific Equipment | DAI-HC-UCFS-0204 | CRT-DAI-HC-UCFS-0204; PH-DAI-HC-UCFS-0204; PH-DAI-NSF-UCFS-0204 | High Performance Refrigerator | No | Manual | 2.09 | 2025-06-09
4430184 | Standex Scientific Solutions | DAI Scientific Equipment | DAI-HC-49S | CRT-DAI-HC-S49S; DAI-HC-49S-TS; DAI-HC-SLB-49; PH-DAI-HC-49S; PH-DAI-HC-S49S; PH-DAI-NSF-49S; PH-DAI-NSF-S49S | High Performance Refrigerator | No | Manual | 45.26 | 2025-06-09
4430185 | Standex Scientific Solutions | DAI Scientific Equipment | DAI-HC-LP-49 | CRT-DAI-HC-S49G; DAI-HC-CB-49; DAI-HC-CP-49; DAI-HC-CP-49-TS; DAI-HC-LB-49; DAI-HC-LP-49-TS; PH-DAI-HC-49G; PH-DAI-HC-S49G; PH-DAI-NSF-49G; PH-DAI-NSF-S49G | High Performance Refrigerator | No | Manual | 45.26 | 2025-06-09
4430186 | Standex Scientific Solutions | DAI Scientific Equipment | DAI-HC-26 | DAI-HC-26-TS | High Performance Refrigerator | No | Manual | 23.42 | 2025-06-09
4430187 | Standex Scientific Solutions | DAI Scientific Equipment | DAI-HC-47 | DAI-HC-47-TS | High Performance Refrigerator | No | Manual | 45.41 | 2025-06-09
4430188 | Standex Scientific Solutions | DAI Scientific Equipment | DAI-HC-49 | DAI-HC-49-TS | High Performance Refrigerator | No | Manual | 44.01 | 2025-06-09
4430189 | Standex Scientific Solutions | DAI Scientific Equipment | DAI-HC-72 | DAI-HC-72-TS | High Performance Refrigerator | No | Manual | 65.84 | 2025-06-09
4429514 | Standex Scientific Solutions | CME Corp | CMEB-REF-2PT5-S-HCF | CMEB-REF-2PT5-S-NSF | High Performance Refrigerator | No | Manual | 2.09 | 2025-06-06
4429515 | Standex Scientific Solutions | CME Corp | CMEB-REF-P-49-S-HCF | CMEB-REF-P-49-S-NSF; CMEB-REF-ST-49-S-HCF; CMEB-REF-ST-49-S-NSF | High Performance Refrigerator | No | Manual | 45.26 | 2025-06-06
4429516 | Standex Scientific Solutions | CME Corp | CMEB-REF-P-49-G-HCF | CMEB-REF-P-49-G-NSF; CMEB-REF-ST-49-G-HCF; CMEB-REF-ST-49-G-NSF | High Performance Refrigerator | No | Manual | 45.26 | 2025-06-06
4429440 | Liebherr-Hausgerate Ochsenhausen GmbH | Liebherr | SRTvg 1501 |  | High Performance Refrigerator | No | Automatic | 4 | 2025-06-05
4429441 | Liebherr-Hausgerate Ochsenhausen GmbH | Liebherr | SRTfg 1501 |  | High Performance Refrigerator | No | Automatic | 4 | 2025-06-05
4429442 | Liebherr-Hausgerate Ochsenhausen GmbH | Liebherr | SRTvg 1511 |  | High Performance Refrigerator | No | Automatic | 4 | 2025-06-05
4429443 | Liebherr-Hausgerate Ochsenhausen GmbH | Liebherr | SRTvh 1501 |  | High Performance Refrigerator | No | Automatic | 4 | 2025-06-05
4429401 | Biomedical Solutions Inc. | Biomedical Solutions, Inc. | BSI-HC-UCFS-0204 | PH-BSI-HC-UCFS-0204; PH-BSI-NSF-UCFS-0204 | High Performance Refrigerator | No | Manual | 2.09 | 2025-06-04
4429402 | Biomedical Solutions Inc. | Biomedical Solutions, Inc. | BSI-HC-49S | BSI-HC-49S-TS; BSI-HC-SLS-49; PH-BSI-HC-49S; PH-BSI-HC-S49S; PH-BSI-NSF-49S; PH-BSI-NSF-S49S | High Performance Refrigerator | No | Manual | 45.26 | 2025-06-04
4429403 | Biomedical Solutions Inc. | Biomedical Solutions, Inc. | BSI-HC-CP-49 | BSI-HC-CP-49-TS; BSI-HC-CS-49; BSI-HC-LP-49; BSI-HC-LP-49-TS; BSI-HC-LS-49; CRT-BSI-HC-S49G; PH-BSI-HC-49G; PH-BSI-HC-S49G; PH-BSI-NSF-49G; PH-BSI-NSF-S49G | High Performance Refrigerator | No | Manual | 45.26 | 2025-06-04
4429404 | Biomedical Solutions Inc. | Biomedical Solutions, Inc. | BSI-HC-26 | BSI-HC-26-TS | High Performance Refrigerator | No | Manual | 23.42 | 2025-06-04
4429405 | Biomedical Solutions Inc. | Biomedical Solutions, Inc. | BSI-HC-47 | BSI-HC-47-TS | High Performance Refrigerator | No | Manual | 45.41 | 2025-06-04
4429408 | Biomedical Solutions Inc. | Biomedical Solutions, Inc. | BSI-HC-49 | BSI-HC-49-TS | High Performance Refrigerator | No | Manual | 44.01 | 2025-06-04
4429409 | Biomedical Solutions Inc. | Biomedical Solutions, Inc. | BSI-HC-72 | BSI-HC-72-TS | High Performance Refrigerator | No | Manual | 65.84 | 2025-06-04
4429317 | Standex Scientific Solutions | Ares Scientific | ARS-HC-UCFS-0204 | CRT-ARS-HC-UCFS-0204; PH-ARS-HC-UCFS-0204 | High Performance Refrigerator | No | Manual | 2.09 | 2025-06-02
4429318 | Standex Scientific Solutions | Ares Scientific | ARS-HC-49S | ARS-HC-SLB-49; CRT-ARS-HC-S49S; PH-ARS-HC-49S; PH-ARS-HC-S49S | High Performance Refrigerator | No | Manual | 45.26 | 2025-06-02
4429319 | Standex Scientific Solutions | Ares Scientific | ARS-HC-CP-49 | ARS-HC-CB-49; ARS-HC-LB-49; ARS-HC-LP-49; CRT-ARS-HC-S49G; PH-ARS-HC-49G; PH-ARS-HC-S49G | High Performance Refrigerator | No | Manual | 45.26 | 2025-06-02
4429255 | Standex Scientific Solutions | American BioTech Supply | ABT-HC-UCFS-0204 | CRT-ABT-HC-UCFS-0204; PH-ABT-HC-UCFS-0204; PH-ABT-HC-UCFS-0204-IDN; PH-ABT-NSF-UCFS-0204 | High Performance Refrigerator | No | Manual | 2.09 | 2025-05-29
4429256 | Standex Scientific Solutions | American BioTech Supply | ABT-HC-LP-49 | ABT-HC-CP-49; ABT-HC-CP-49-TS; ABT-HC-CS-49; ABT-HC-LP-49-TS; ABT-HC-LS-49; CRT-ABT-HC-S49G; PH-ABT-HC-49G; PH-ABT-HC-S49G; PH-ABT-NSF-49G; PH-ABT-NSF-S49G | High Performance Refrigerator | No | Manual | 45.26 | 2025-05-29
4429257 | Standex Scientific Solutions | American BioTech Supply | ABT-HC-49S | ABT-HC-49S-TS; ABT-HC-SLS-49; CRT-ABT-HC-S49S; PH-ABT-HC-49S; PH-ABT-HC-S49S; PH-ABT-NSF-49S; PH-ABT-NSF-S49S | High Performance Refrigerator | No | Manual | 45.26 | 2025-05-29
4429258 | Standex Scientific Solutions | American BioTech Supply | ABT-HC-26 | ABT-26B-MEPS; ABT-26-WAL1; ABT-HC-26-TS | High Performance Refrigerator | No | Manual | 23.42 | 2025-05-29
4429259 | Standex Scientific Solutions | American BioTech Supply | ABT-HC-47 | ABT-HC-47-TS | High Performance Refrigerator | No | Manual | 45.41 | 2025-05-29
4429260 | Standex Scientific Solutions | American BioTech Supply | ABT-HC-49 | ABT-49-MCKCA; ABT-49-WAL1; ABT-HC-49-TS | High Performance Refrigerator | No | Manual | 44.01 | 2025-05-29
4005779 | Marvel Refrigeration | Marvel | MSRE224-WS81A |  | High Performance Refrigerator | No | Automatic | 4.91 | 2025-02-26
3995397 | PHC Corporation of North America | PHCbi | MPR-S300H-PA |  | High Performance Refrigerator | No | Manual | 12.3 | 2025-02-14
3995398 | PHC Corporation of North America | PHCbi | MPR-S500RH-PA |  | High Performance Refrigerator | No | Automatic | 19.7 | 2025-02-14
3995399 | PHC Corporation of North America | PHCbi | MPR-S500H-PA |  | High Performance Refrigerator | No | Automatic | 19.7 | 2025-02-14
3995400 | PHC Corporation of North America | PHCbi | PR-L5181W-PA |  | High Performance Refrigerator | No | Automatic | 5 | 2025-02-14
3995401 | PHC Corporation of North America | PHCbi | PR-L5181GW-PA |  | High Performance Refrigerator | No | Manual | 5 | 2025-02-14
3995402 | PHC Corporation of North America | PHCbi | MPR-S1201RXH-PA |  | High Performance Refrigerator | No | Manual | 56.3 | 2025-02-14
3995403 | PHC Corporation of North America | PHCbi | MPR-S1201XH-PA |  | High Performance Refrigerator | No | Manual | 56.3 | 2025-02-14
3943183 | Thermo Fisher Scientific LLC | Thermo Scientific | TSU405SA |  | High Performance Refrigerator | Yes | Automatic | 4.24 | 2025-01-22
3943184 | Thermo Fisher Scientific LLC | Thermo Scientific | TSU405GA |  | High Performance Refrigerator | Yes | Automatic | 4.24 | 2025-01-22
3943185 | Thermo Fisher Scientific LLC | Fisher Brand | FBU405SA |  | High Performance Refrigerator | Yes | Automatic | 4.24 | 2025-01-22
3943186 | Thermo Fisher Scientific LLC | Fisher Brand | FBU405GA |  | High Performance Refrigerator | Yes | Automatic | 4.24 | 2025-01-22
3943125 | FIOCCHETTI SCIENTIFIC S.R.L. | FIOCCHETTI | MED0143 |  | High Performance Refrigerator | Yes | Automatic | 4.24 | 2025-01-21
3943126 | FIOCCHETTI SCIENTIFIC S.R.L. | FIOCCHETTI | LAB0143 |  | High Performance Refrigerator | Yes | Automatic | 4.24 | 2025-01-21
3892056 | Qingdao Haier Biomedical Co.,Ltd | Haier | HYC-130GD |  | High Performance Refrigerator | No | Automatic | 4.6 | 2025-01-02
3892057 | Qingdao Haier Biomedical Co.,Ltd | Haier | HYC-130FD |  | High Performance Refrigerator | No | Automatic | 4.6 | 2025-01-02
4479406 | Thermo Fisher Scientific LLC | Thermo Scientific | TSV72RPGA | TSV72RSGA | High Performance Refrigerator | No | Automatic | 68.45 | 2024-05-20
4479407 | Thermo Fisher Scientific LLC | Fisher Scientific | FBV72RPGA |  | High Performance Refrigerator | No | Automatic | 68.45 | 2024-05-20
4479408 | Thermo Fisher Scientific LLC | Fisher Scientific | FBV72RSGA |  | High Performance Refrigerator | No | Automatic | 68.45 | 2024-05-20
4479409 | Cardinal Health 200, LLC | Cardinal Health | CHV72RPGA |  | High Performance Refrigerator | No | Automatic | 68.45 | 2024-05-20
4479410 | Cardinal Health 200, LLC | Cardinal Health | CHV72RSGA |  | High Performance Refrigerator | No | Automatic | 68.45 | 2024-05-20
4499115 | Standex Scientific Solutions | Horizon Scientific | HS-HC-LAB-R-26-G-B-IM |  | High Performance Refrigerator | No | Automatic | 23 | 2024-01-16
4499116 | Labrepco, Inc. | Labrepco, Inc. | LHE-26-HG-PHNSF |  | High Performance Refrigerator | No | Automatic | 23 | 2024-01-16
4499117 | Labrepco, Inc. | Labrepco, Inc. | LHU-26-HG-PHNSF |  | High Performance Refrigerator | No | Automatic | 23 | 2024-01-16
4499118 | Labrepco, Inc. | Labrepco, Inc. | LHP-26-CRTHG |  | High Performance Refrigerator | No | Automatic | 23 | 2024-01-16
4499119 | Standex Scientific Solutions | DAI Scientific Equipment | DAI-HC-LP-26-TS |  | High Performance Refrigerator | No | Automatic | 23 | 2024-01-16
4499120 | Standex Scientific Solutions | DAI Scientific Equipment | DAI-HC-LB-26 |  | High Performance Refrigerator | No | Automatic | 23 | 2024-01-16
4499121 | Standex Scientific Solutions | DAI Scientific Equipment | DAI-HC-LP-26 |  | High Performance Refrigerator | No | Automatic | 23 | 2024-01-16
4499122 | Standex Scientific Solutions | DAI Scientific Equipment | DAI-HC-CP-26-TS |  | High Performance Refrigerator | No | Automatic | 23 | 2024-01-16
4499123 | Standex Scientific Solutions | DAI Scientific Equipment | DAI-HC-CP-26 |  | High Performance Refrigerator | No | Automatic | 23 | 2024-01-16
4499124 | Standex Scientific Solutions | DAI Scientific Equipment | DAI-HC-CB-26 |  | High Performance Refrigerator | No | Automatic | 23 | 2024-01-16
4499125 | Standex Scientific Solutions | DAI Scientific Equipment | PH-DAI-HC-26G |  | High Performance Refrigerator | No | Automatic | 23 | 2024-01-16
4499126 | Standex Scientific Solutions | DAI Scientific Equipment | PH-DAI-HC-S26G |  | High Performance Refrigerator | No | Automatic | 23 | 2024-01-16
4499127 | Standex Scientific Solutions | DAI Scientific Equipment | PH-DAI-NSF-26G |  | High Performance Refrigerator | No | Automatic | 23 | 2024-01-16
4499128 | Standex Scientific Solutions | DAI Scientific Equipment | PH-DAI-NSF-S26G |  | High Performance Refrigerator | No | Automatic | 23 | 2024-01-16
4499129 | Standex Scientific Solutions | DAI Scientific Equipment | CRT-DAI-HC-S26G |  | High Performance Refrigerator | No | Automatic | 23 | 2024-01-16
4499130 | Standex Scientific Solutions | VWR International | VWR-HCLP-26-TS |  | High Performance Refrigerator | No | Automatic | 23 | 2024-01-16
4499131 | Standex Scientific Solutions | VWR International | VWR-HCLP-26 |  | High Performance Refrigerator | No | Automatic | 23 | 2024-01-16
4499132 | Standex Scientific Solutions | VWR International | VWR-HCLS-26 |  | High Performance Refrigerator | No | Automatic | 23 | 2024-01-16
4499133 | Standex Scientific Solutions | VWR International | VWR-HCCP-26-TS |  | High Performance Refrigerator | No | Automatic | 23 | 2024-01-16
4499134 | Standex Scientific Solutions | Horizon Scientific | HS-HC-LAB-R-26-G-B-IM |  | High Performance Refrigerator | No | Automatic | 23 | 2024-01-16
4499135 | Standex Scientific Solutions | Lab Research Products | PH-LRP-NSF-S26G |  | High Performance Refrigerator | No | Automatic | 23 | 2024-01-16
4499136 | Standex Scientific Solutions | Lab Research Products | CRT-LRP-HC-S26G |  | High Performance Refrigerator | No | Automatic | 23 | 2024-01-16
4499137 | Biomedical Solutions Inc. | Biomedical Solutions, Inc. | BSI-HC-LP-26-TS |  | High Performance Refrigerator | No | Automatic | 23 | 2024-01-16
4499138 | Biomedical Solutions Inc. | Biomedical Solutions, Inc. | BSI-HC-LS-26 |  | High Performance Refrigerator | No | Automatic | 23 | 2024-01-16
4499139 | Biomedical Solutions Inc. | Biomedical Solutions, Inc. | BSI-HC-LP-26 |  | High Performance Refrigerator | No | Automatic | 23 | 2024-01-16
4499140 | Biomedical Solutions Inc. | Biomedical Solutions, Inc. | BSI-HC-CP-26-TS |  | High Performance Refrigerator | No | Automatic | 23 | 2024-01-16
4499141 | Biomedical Solutions Inc. | Biomedical Solutions, Inc. | BSI-HC-CP-26 |  | High Performance Refrigerator | No | Automatic | 23 | 2024-01-16
4499142 | Biomedical Solutions Inc. | Biomedical Solutions, Inc. | BSI-HC-CS-26 |  | High Performance Refrigerator | No | Automatic | 23 | 2024-01-16
4499143 | Biomedical Solutions Inc. | Biomedical Solutions, Inc. | PH-BSI-HC-26G |  | High Performance Refrigerator | No | Automatic | 23 | 2024-01-16
4499144 | Biomedical Solutions Inc. | Biomedical Solutions, Inc. | PH-BSI-HC-S26G |  | High Performance Refrigerator | No | Automatic | 23 | 2024-01-16
4499145 | Biomedical Solutions Inc. | Biomedical Solutions, Inc. | PH-BSI-NSF-26G |  | High Performance Refrigerator | No | Automatic | 23 | 2024-01-16
4499146 | Biomedical Solutions Inc. | Biomedical Solutions, Inc. | PH-BSI-NSF-S26G |  | High Performance Refrigerator | No | Automatic | 23 | 2024-01-16
4499147 | Labrepco, Inc. | Labrepco, Inc. | LHT-HC-26G |  | High Performance Refrigerator | No | Automatic | 23 | 2024-01-16
4499148 | Labrepco, Inc. | Labrepco, Inc. | LHE-HC-26G |  | High Performance Refrigerator | No | Automatic | 23 | 2024-01-16
4499150 | Labrepco, Inc. | Labrepco, Inc. | LHT-HC-26C |  | High Performance Refrigerator | No | Automatic | 23 | 2024-01-16
4499151 | Labrepco, Inc. | Labrepco, Inc. | LHE-HC-26C |  | High Performance Refrigerator | No | Automatic | 23 | 2024-01-16
4499156 | Labrepco, Inc. | Labrepco, Inc. | LHU-26-HGC |  | High Performance Refrigerator | No | Automatic | 23 | 2024-01-16
4499157 | Labrepco, Inc. | Labrepco, Inc. | LHE-26-HG-PH |  | High Performance Refrigerator | No | Automatic | 23 | 2024-01-16
4499158 | Labrepco, Inc. | Labrepco, Inc. | LHU-26-HG-PH |  | High Performance Refrigerator | No | Automatic | 23 | 2024-01-16
4510005 | Standex Scientific Solutions | Lab Research Products | PH-ABT-26G-MCKCA |  | High Performance Refrigerator | No | Automatic | 23 | 2024-01-16
4510006 | Standex Scientific Solutions | Lab Research Products | NSWDR261WWG/0 |  | High Performance Refrigerator | No | Automatic | 23 | 2024-01-16
4498488 | Standex Scientific Solutions | Lab Research Products | LRP-HC-16-TS-ETL |  | High Performance Refrigerator | No | Automatic | 12.59 | 2023-11-16
4498489 | Standex Scientific Solutions | Lab Research Products | LRP-HC-CP-16-TS |  | High Performance Refrigerator | No | Automatic | 12.59 | 2023-11-16
4498490 | Standex Scientific Solutions | Lab Research Products | LRP-HC-CP-16 |  | High Performance Refrigerator | No | Automatic | 12.59 | 2023-11-16
4498491 | Standex Scientific Solutions | Lab Research Products | LRP-HC-CB-16 |  | High Performance Refrigerator | No | Automatic | 12.59 | 2023-11-16
4498492 | Standex Scientific Solutions | Lab Research Products | PH-LRP-HC-S16G |  | High Performance Refrigerator | No | Automatic | 12.59 | 2023-11-16
4498493 | Standex Scientific Solutions | Lab Research Products | PH-LRP-HC-16G |  | High Performance Refrigerator | No | Automatic | 12.59 | 2023-11-16
4498494 | Standex Scientific Solutions | Lab Research Products | PH-LRP-NSF-16G |  | High Performance Refrigerator | No | Automatic | 12.59 | 2023-11-16
4498495 | Standex Scientific Solutions | Lab Research Products | PH-LRP-NSF-S16G |  | High Performance Refrigerator | No | Automatic | 12.59 | 2023-11-16
4498496 | Standex Scientific Solutions | Lab Research Products | CRT-LRP-HC-S16G |  | High Performance Refrigerator | No | Automatic | 12.59 | 2023-11-16
4498497 | Labrepco, Inc. | Labrepco, Inc. | LHT-HC-16G |  | High Performance Refrigerator | No | Automatic | 12.59 | 2023-11-16
4498498 | Labrepco, Inc. | Labrepco, Inc. | LHE-HC-16G |  | High Performance Refrigerator | No | Automatic | 12.59 | 2023-11-16
4498499 | Labrepco, Inc. | Labrepco, Inc. | LHT-HC-16C |  | High Performance Refrigerator | No | Automatic | 12.59 | 2023-11-16
4498500 | Labrepco, Inc. | Labrepco, Inc. | LHU-16-HG |  | High Performance Refrigerator | No | Automatic | 12.59 | 2023-11-16
4498501 | Labrepco, Inc. | Labrepco, Inc. | LHU-16-HGC |  | High Performance Refrigerator | No | Automatic | 12.59 | 2023-11-16
4498502 | Labrepco, Inc. | Labrepco, Inc. | LHE-HC-16C |  | High Performance Refrigerator | No | Automatic | 12.59 | 2023-11-16
4498503 | Labrepco, Inc. | Labrepco, Inc. | LHE-16-HG-PH |  | High Performance Refrigerator | No | Automatic | 12.59 | 2023-11-16
4498504 | Labrepco, Inc. | Labrepco, Inc. | LHE-16-HG-PHNSF |  | High Performance Refrigerator | No | Automatic | 12.59 | 2023-11-16
4498505 | Labrepco, Inc. | Labrepco, Inc. | LHU-16-HG-PH |  | High Performance Refrigerator | No | Automatic | 12.59 | 2023-11-16
4498506 | Labrepco, Inc. | Labrepco, Inc. | LHP-16-CRTHG |  | High Performance Refrigerator | No | Automatic | 12.59 | 2023-11-16
4498507 | Standex Scientific Solutions | DAI Scientific Equipment | DAI-HC-LP-16 |  | High Performance Refrigerator | No | Automatic | 12.59 | 2023-11-16
4498508 | Standex Scientific Solutions | DAI Scientific Equipment | DAI-HC-LP-16-TS |  | High Performance Refrigerator | No | Automatic | 12.59 | 2023-11-16
4498509 | Labrepco, Inc. | Labrepco, Inc. | LHU-16-HG-PHNSF |  | High Performance Refrigerator | No | Automatic | 12.59 | 2023-11-16
4510001 | Labrepco, Inc. | Labrepco, Inc. | LHT-HC-LP-16 |  | High Performance Refrigerator | No | Automatic | 12.59 | 2023-11-16
4510002 | Labrepco, Inc. | Labrepco, Inc. | LHT-HC-CP-16 |  | High Performance Refrigerator | No | Automatic | 12.59 | 2023-11-16
4510003 | Labrepco, Inc. | Labrepco, Inc. | LHE-HC-LP-16 |  | High Performance Refrigerator | No | Automatic | 12.59 | 2023-11-16
4510004 | Labrepco, Inc. | Labrepco, Inc. | LHE-HC-CP-16 |  | High Performance Refrigerator | No | Automatic | 12.59 | 2023-11-16
4499094 | Standex Scientific Solutions | Lab Research Products | LRP-HC-16-TS-ETL |  | High Performance Refrigerator | No | Automatic | 12.59 | 2023-11-08
4499095 | Standex Scientific Solutions | American BioTech Supply | CRT-ABT-HC-S16G |  | High Performance Refrigerator | No | Automatic | 12.59 | 2023-11-08
4499096 | Biomedical Solutions Inc. | Biomedical Solutions, Inc. | BSI-HC-LP-16-TS |  | High Performance Refrigerator | No | Automatic | 12.59 | 2023-11-08
4499097 | Biomedical Solutions Inc. | Biomedical Solutions, Inc. | BSI-HC-LP-16 |  | High Performance Refrigerator | No | Automatic | 12.59 | 2023-11-08
4499098 | Biomedical Solutions Inc. | Biomedical Solutions, Inc. | BSI-HC-LS-16 |  | High Performance Refrigerator | No | Automatic | 12.59 | 2023-11-08
4499099 | Biomedical Solutions Inc. | Biomedical Solutions, Inc. | BSI-HC-CP-16-TS |  | High Performance Refrigerator | No | Automatic | 12.59 | 2023-11-08
4499100 | Biomedical Solutions Inc. | Biomedical Solutions, Inc. | BSI-HC-CP-16 |  | High Performance Refrigerator | No | Automatic | 12.59 | 2023-11-08
4499101 | Biomedical Solutions Inc. | Biomedical Solutions, Inc. | BSI-HC-CS-16 |  | High Performance Refrigerator | No | Automatic | 12.59 | 2023-11-08
4499102 | Biomedical Solutions Inc. | Biomedical Solutions, Inc. | PH-BSI-HC-16G |  | High Performance Refrigerator | No | Automatic | 12.59 | 2023-11-08
4499103 | Biomedical Solutions Inc. | Biomedical Solutions, Inc. | PH-BSI-HC-S16G |  | High Performance Refrigerator | No | Automatic | 12.59 | 2023-11-08
4499104 | Standex Scientific Solutions | Nor-Lake Scientific | NSWDR161WWG/0 |  | High Performance Refrigerator | No | Automatic | 12.59 | 2023-11-08
4499105 | Standex Scientific Solutions | CME Corp | CMEB-REF-P-16-G-HCF |  | High Performance Refrigerator | No | Automatic | 12.59 | 2023-11-08
4499106 | Standex Scientific Solutions | CME Corp | CMEB-REF-ST-16-G-HCF |  | High Performance Refrigerator | No | Automatic | 12.59 | 2023-11-08
4499107 | Standex Scientific Solutions | CME Corp | CMEB-REF-P-16-G-NSF |  | High Performance Refrigerator | No | Automatic | 12.59 | 2023-11-08
4499108 | Standex Scientific Solutions | CME Corp | CMEB-REF-ST-16-G-NSF |  | High Performance Refrigerator | No | Automatic | 12.59 | 2023-11-08
4499109 | Biomedical Solutions Inc. | Biomedical Solutions, Inc. | PH-BSI-NSF-16G |  | High Performance Refrigerator | No | Automatic | 12.59 | 2023-11-08
4499110 | Biomedical Solutions Inc. | Biomedical Solutions, Inc. | PH-BSI-NSF-S16G |  | High Performance Refrigerator | No | Automatic | 12.59 | 2023-11-08
4499111 | Standex Scientific Solutions | Lab Research Products | LRP-HC-LP-16 |  | High Performance Refrigerator | No | Automatic | 12.59 | 2023-11-08
4499112 | Standex Scientific Solutions | Lab Research Products | LRP-HC-LP-16-TS |  | High Performance Refrigerator | No | Automatic | 12.59 | 2023-11-08
4499113 | Standex Scientific Solutions | Lab Research Products | LRP-HC-LB-16 |  | High Performance Refrigerator | No | Automatic | 12.59 | 2023-11-08
4510000 | Standex Scientific Solutions | American BioTech Supply | PH-ABT-HC-16G-MCKCA |  | High Performance Refrigerator | No | Automatic | 12.59 | 2023-11-08
4510327 | Standex Scientific Solutions | Lab Research Products | LRP-HC-23-TS-ETL |  | High Performance Refrigerator | No | Automatic | 18 | 2023-11-07
4510328 | Standex Scientific Solutions | American BioTech Supply | ABT-HC-CP-23-TS |  | High Performance Refrigerator | No | Automatic | 18 | 2023-11-07
4510329 | Standex Scientific Solutions | American BioTech Supply | ABT-HC-CP-23 |  | High Performance Refrigerator | No | Automatic | 18 | 2023-11-07
4510330 | Standex Scientific Solutions | American BioTech Supply | ABT-HC-CS-23 |  | High Performance Refrigerator | No | Automatic | 18 | 2023-11-07
4510331 | Standex Scientific Solutions | American BioTech Supply | PH-ABT-HC-23G |  | High Performance Refrigerator | No | Automatic | 18 | 2023-11-07
4510332 | Standex Scientific Solutions | American BioTech Supply | PH-ABT-HC-S23G |  | High Performance Refrigerator | No | Automatic | 18 | 2023-11-07
4510333 | Standex Scientific Solutions | American BioTech Supply | PH-ABT-NSF-23G |  | High Performance Refrigerator | No | Automatic | 18 | 2023-11-07
4510334 | Standex Scientific Solutions | American BioTech Supply | PH-ABT-NSF-S23G |  | High Performance Refrigerator | No | Automatic | 18 | 2023-11-07
4510335 | Standex Scientific Solutions | American BioTech Supply | PH-ABT-NSF-S23G-DJA |  | High Performance Refrigerator | No | Automatic | 18 | 2023-11-07
4510336 | Standex Scientific Solutions | American BioTech Supply | CRT-ABT-HC-S23G |  | High Performance Refrigerator | No | Automatic | 18 | 2023-11-07
4510337 | Biomedical Solutions Inc. | Biomedical Solutions, Inc. | PH-BSI-NSF-S23G |  | High Performance Refrigerator | No | Automatic | 18 | 2023-11-07
4510338 | Standex Scientific Solutions | Lab Research Products | LRP-HC-LP-23-TS |  | High Performance Refrigerator | No | Automatic | 18 | 2023-11-07
4510339 | Standex Scientific Solutions | Lab Research Products | LRP-HC-LP-23 |  | High Performance Refrigerator | No | Automatic | 18 | 2023-11-07
4510340 | Standex Scientific Solutions | Lab Research Products | LRP-HC-LB-23 |  | High Performance Refrigerator | No | Automatic | 18 | 2023-11-07
4510341 | Standex Scientific Solutions | Lab Research Products | LRP-HC-CP-23-TS |  | High Performance Refrigerator | No | Automatic | 18 | 2023-11-07
4510342 | Standex Scientific Solutions | Lab Research Products | LRP-HC-CP-23 |  | High Performance Refrigerator | No | Automatic | 18 | 2023-11-07
4510343 | Standex Scientific Solutions | Lab Research Products | LRP-HC-CB-23 |  | High Performance Refrigerator | No | Automatic | 18 | 2023-11-07
4510344 | Standex Scientific Solutions | Lab Research Products | PH-LRP-HC-23G |  | High Performance Refrigerator | No | Automatic | 18 | 2023-11-07
4510345 | Standex Scientific Solutions | Lab Research Products | PH-LRP-HC-S23G |  | High Performance Refrigerator | No | Automatic | 18 | 2023-11-07
4510346 | Standex Scientific Solutions | Lab Research Products | PH-LRP-NSF-23G |  | High Performance Refrigerator | No | Automatic | 18 | 2023-11-07
4510347 | Standex Scientific Solutions | Lab Research Products | PH-LRP-NSF-S23G |  | High Performance Refrigerator | No | Automatic | 18 | 2023-11-07
4510348 | Standex Scientific Solutions | Lab Research Products | CRT-LRP-HC-S23G |  | High Performance Refrigerator | No | Automatic | 18 | 2023-11-07
4510351 | Standex Scientific Solutions | Lab Research Products | LRP-HC-23-TS-ETL |  | High Performance Refrigerator | No | Automatic | 18 | 2023-11-07
4510352 | Labrepco, Inc. | Labrepco, Inc. | LHT-HC-23G |  | High Performance Refrigerator | No | Automatic | 18 | 2023-11-07
4510353 | Labrepco, Inc. | Labrepco, Inc. | LHE-HC-23G |  | High Performance Refrigerator | No | Automatic | 18 | 2023-11-07
4510354 | Labrepco, Inc. | Labrepco, Inc. | LHU-23-HG |  | High Performance Refrigerator | No | Automatic | 18 | 2023-11-07
4510355 | Labrepco, Inc. | Labrepco, Inc. | LHT-HC-23C |  | High Performance Refrigerator | No | Automatic | 18 | 2023-11-07
4510356 | Labrepco, Inc. | Labrepco, Inc. | LHE-HC-23C |  | High Performance Refrigerator | No | Automatic | 18 | 2023-11-07
4510357 | Labrepco, Inc. | Labrepco, Inc. | LHU-23-HGC |  | High Performance Refrigerator | No | Automatic | 18 | 2023-11-07
4510358 | Labrepco, Inc. | Labrepco, Inc. | LHE-23-HG-PH |  | High Performance Refrigerator | No | Automatic | 18 | 2023-11-07
4510359 | Labrepco, Inc. | Labrepco, Inc. | LHU-23-HG-PH |  | High Performance Refrigerator | No | Automatic | 18 | 2023-11-07
4510360 | Labrepco, Inc. | Labrepco, Inc. | LHE-23-HG-PHNSF |  | High Performance Refrigerator | No | Automatic | 18 | 2023-11-07
4510361 | Labrepco, Inc. | Labrepco, Inc. | LHU-23-HG-PHNSF |  | High Performance Refrigerator | No | Automatic | 18 | 2023-11-07
4510362 | Labrepco, Inc. | Labrepco, Inc. | LHP-23-CRTHG |  | High Performance Refrigerator | No | Automatic | 18 | 2023-11-07
4510363 | Standex Scientific Solutions | DAI Scientific Equipment | DAI-HC-LP-23-TS |  | High Performance Refrigerator | No | Automatic | 18 | 2023-11-07
4510364 | Standex Scientific Solutions | DAI Scientific Equipment | DAI-HC-LP-23 |  | High Performance Refrigerator | No | Automatic | 18 | 2023-11-07
4510365 | Standex Scientific Solutions | DAI Scientific Equipment | DAI-HC-LB-23 |  | High Performance Refrigerator | No | Automatic | 18 | 2023-11-07
4510366 | Standex Scientific Solutions | DAI Scientific Equipment | DAI-HC-CP-23-TS |  | High Performance Refrigerator | No | Automatic | 18 | 2023-11-07
4510367 | Standex Scientific Solutions | DAI Scientific Equipment | DAI-HC-CP-23 |  | High Performance Refrigerator | No | Automatic | 18 | 2023-11-07
4510368 | Standex Scientific Solutions | DAI Scientific Equipment | DAI-HC-CB-23 |  | High Performance Refrigerator | No | Automatic | 18 | 2023-11-07
4510369 | Standex Scientific Solutions | DAI Scientific Equipment | PH-DAI-HC-23G |  | High Performance Refrigerator | No | Automatic | 18 | 2023-11-07
4510370 | Standex Scientific Solutions | DAI Scientific Equipment | PH-DAI-HC-S23G |  | High Performance Refrigerator | No | Automatic | 18 | 2023-11-07
4510371 | Standex Scientific Solutions | DAI Scientific Equipment | PH-DAI-NSF-23G |  | High Performance Refrigerator | No | Automatic | 18 | 2023-11-07
4510372 | Standex Scientific Solutions | DAI Scientific Equipment | PH-DAI-NSF-S23G |  | High Performance Refrigerator | No | Automatic | 18 | 2023-11-07
4518231 | Standex Scientific Solutions | Corepoint Scientific | NSBR231WSG/0 | CPS-HC-PLD-23-TS; NSBR231WSGCR/0 | High Performance Refrigerator | No | Manual | 19.12 | 2023-08-18
4518232 | Standex Scientific Solutions | American BioTech Supply | ABT-HC-PL-23 |  | High Performance Refrigerator | No | Manual | 19.12 | 2023-08-18
4518233 | Standex Scientific Solutions | Celsius Scientific | CEL-HC-BB-23 | CEL-HC-BB-23-CR | High Performance Refrigerator | No | Manual | 19.12 | 2023-08-18
4518234 | Labrepco, Inc. | Labrepco, Inc. | LPVT-23-HG | LAB-HC-RI-23 | High Performance Refrigerator | No | Manual | 19.12 | 2023-08-18
4518235 | Standex Scientific Solutions | Lab Research Products | LRP-HC-PL-23 |  | High Performance Refrigerator | No | Manual | 19.12 | 2023-08-18
4518236 | Biomedical Solutions Inc. | Biomedical Solutions, Inc. | BSI-HC-RI-23 |  | High Performance Refrigerator | No | Manual | 19.12 | 2023-08-18
4518237 | Standex Scientific Solutions | VWR International, LLC. | VWR-HC-PL-23 | VWR-HC-PLD-23-TS | High Performance Refrigerator | No | Manual | 19.12 | 2023-08-18
4518238 | Standex Scientific Solutions | DAI Scientific Equipment | DAI-HC-PL-23 |  | High Performance Refrigerator | No | Manual | 19.12 | 2023-08-18
4518239 | Standex Scientific Solutions | CME Corp | CMEB-REF-PRM-23-G |  | High Performance Refrigerator | No | Manual | 19.12 | 2023-08-18
4518240 | Standex Scientific Solutions | Ares Scientific | ARS-HC-PL-23 |  | High Performance Refrigerator | No | Manual | 19.12 | 2023-08-18
4518241 | Standex Scientific Solutions | Corepoint Scientific | NSBR492WSGCR/0 | CPS-HC-PLD-49-TS ; NSBR492WSG/0 | High Performance Refrigerator | No | Automatic | 43.18 | 2023-08-17
4518242 | Standex Scientific Solutions | American BioTech Supply | ABT-HC-PL-49 |  | High Performance Refrigerator | No | Automatic | 43.18 | 2023-08-17
4518243 | Standex Scientific Solutions | Celsius Scientific | CEL-HC-BB-49 | CEL-HC-BB-49-CR | High Performance Refrigerator | No | Automatic | 43.18 | 2023-08-17
4518244 | Standex Scientific Solutions | Lab Research Products | LRP-HC-PL-49 |  | High Performance Refrigerator | No | Automatic | 43.18 | 2023-08-17
4518245 | Labrepco, Inc. | Labrepco, Inc. | LPVT-49-HG | LAB-HC-RI-49 | High Performance Refrigerator | No | Automatic | 43.18 | 2023-08-17
4518246 | Biomedical Solutions Inc. | Biomedical Solutions, Inc. | BSI-HC-RI-49 |  | High Performance Refrigerator | No | Automatic | 43.18 | 2023-08-17
4518247 | Standex Scientific Solutions | VWR International, LLC. | VWR-HC-PL-49 | VWR-HC-PLD-49-TS | High Performance Refrigerator | No | Automatic | 43.18 | 2023-08-17
4518248 | Standex Scientific Solutions | DAI Scientific Equipment | DAI-HC-PL-49 |  | High Performance Refrigerator | No | Automatic | 43.18 | 2023-08-17
4518249 | Standex Scientific Solutions | CME Corp | CMEB-REF-PRM-49-G |  | High Performance Refrigerator | No | Automatic | 43.18 | 2023-08-17
4518250 | Standex Scientific Solutions | Ares Scientific | ARS-HC-PL-49 |  | High Performance Refrigerator | No | Automatic | 43.18 | 2023-08-17
4479417 | Thermo Fisher Scientific LLC | Thermo Fisher Scientific | TSG5005GA | TSG5005CA; TSG5005GSA; TSG5005PA | High Performance Refrigerator | No | Automatic | 49.02 | 2023-08-16
4479418 | Cardinal Health 200, LLC | Cardinal Health | CHG5005GA |  | High Performance Refrigerator | No | Automatic | 49.02 | 2023-08-16
4479419 | Thermo Fisher Scientific LLC | Fisher Brand | FBG5005GA | FBG5005CA; FBG5005GSA; FBG5005PA | High Performance Refrigerator | No | Automatic | 49.02 | 2023-08-16
4479421 | Thermo Fisher Scientific LLC | Thermo Fisher Scientific | TSG2305GA | TSG2305CA; TSG2305PA | High Performance Refrigerator | No | Automatic | 21.9 | 2023-08-16
4479422 | Cardinal Health 200, LLC | Cardinal Health | CHG2305GA |  | High Performance Refrigerator | No | Automatic | 21.9 | 2023-08-16
4479423 | Thermo Fisher Scientific LLC | Fisher Brand | FBG2305GA | FBG2305CA; FBG2305PA | High Performance Refrigerator | No | Automatic | 21.9 | 2023-08-16
4479427 | Thermo Fisher Scientific LLC | Thermo Fisher Scientific | TSG4505GA | TSG4505CA; TSG4505GSA | High Performance Refrigerator | No | Automatic | 46.81 | 2023-08-16
4479428 | Cardinal Health 200, LLC | Cardinal Health | CHG4505GA |  | High Performance Refrigerator | No | Automatic | 46.81 | 2023-08-16
4479429 | Thermo Fisher Scientific LLC | Fisher Brand | FBG4505GA | FBG4505CA; FBG4505GSA | High Performance Refrigerator | No | Automatic | 46.81 | 2023-08-16
4479411 | Thermo Fisher Scientific LLC | Thermo Fisher Scientific | TSG3005GA | TSG3005CA.; TSG3005GSA; TSG3005PA | High Performance Refrigerator | No | Automatic | 27.08 | 2023-08-15
4479412 | Cardinal Health 200, LLC | Cardinal Health | CHG3005GA |  | High Performance Refrigerator | No | Automatic | 27.08 | 2023-08-15
4479413 | Thermo Fisher Scientific LLC | Fisher Brand | FBG3005GA | FBG3005CA; FBG3005GSA; FBG3005PA | High Performance Refrigerator | No | Automatic | 27.08 | 2023-08-15
4479414 | Thermo Fisher Scientific LLC | Thermo Fisher Scientific | TSG1205GA | TSG1205PA | High Performance Refrigerator | No | Automatic | 12.15 | 2023-08-14
4479415 | Cardinal Health 200, LLC | Cardinal Health | CHG1205GA |  | High Performance Refrigerator | No | Automatic | 12.15 | 2023-08-14
4479416 | Thermo Fisher Scientific LLC | Fisher Brand | FBG1205GA | FBG1205PA | High Performance Refrigerator | No | Automatic | 12.15 | 2023-08-14
4498517 | Standex Scientific Solutions | Lab Research Products | LRP-HC-16-TS-ETL |  | High Performance Refrigerator | No | Automatic | 12.59 | 2020-06-29
4498518 | Standex Scientific Solutions | American BioTech Supply | ABT-HC-LP-16-TS |  | High Performance Refrigerator | No | Automatic | 12.59 | 2020-06-29
4498519 | Standex Scientific Solutions | American BioTech Supply | ABT-HC-LS-16 |  | High Performance Refrigerator | No | Automatic | 12.59 | 2020-06-29
4498520 | Standex Scientific Solutions | American BioTech Supply | ABT-HC-CP-16 |  | High Performance Refrigerator | No | Automatic | 12.59 | 2020-06-29
4498521 | Standex Scientific Solutions | American BioTech Supply | PH-ABT-HC-S16G-DJA |  | High Performance Refrigerator | No | Automatic | 12.59 | 2020-06-29
4498522 | Standex Scientific Solutions | American BioTech Supply | PH-ABT-HC-S16G |  | High Performance Refrigerator | No | Automatic | 12.59 | 2020-06-29
4498523 | Standex Scientific Solutions | American BioTech Supply | PH-ABT-NSF-S16G |  | High Performance Refrigerator | No | Automatic | 12.59 | 2020-06-29
4498524 | Standex Scientific Solutions | American BioTech Supply | ABT-HC-CS-16 |  | High Performance Refrigerator | No | Automatic | 12.59 | 2020-06-29
4498525 | Standex Scientific Solutions | American BioTech Supply | PH-ABT-HC-16G |  | High Performance Refrigerator | No | Automatic | 12.59 | 2020-06-29
4498526 | Standex Scientific Solutions | American BioTech Supply | PH-ABT-NSF-S16G-DJA |  | High Performance Refrigerator | No | Automatic | 12.59 | 2020-06-29
4498527 | Standex Scientific Solutions | American BioTech Supply | PH-ABT-NSF-16G |  | High Performance Refrigerator | No | Automatic | 12.59 | 2020-06-29
3891617 | Helmer Scientific | Helmer Scientific | iLR245-GX | iBR245-GX; iPR245-GX | High Performance Refrigerator | Yes | Variable | 42.8 | 2019-07-30
3891620 | Helmer Scientific | Helmer Scientific | iLR256-GX | iBR256-GX; iPR256-GX | High Performance Refrigerator | Yes | Variable | 53.85 | 2019-07-30
3891621 | Helmer Scientific | Helmer Scientific | HLR256-GX | HBR256-GX; HPR256-GX | High Performance Refrigerator | Yes | Variable | 53.85 | 2019-07-30
3891622 | Helmer Scientific | FARRAR | FLR256 |  | High Performance Refrigerator | Yes | Variable | 53.85 | 2019-07-30
3891623 | Helmer Scientific | Helmer Scientific | HLR245-GX | HBR245-GX; HPR245-GX | High Performance Refrigerator | Yes | Variable | 42.8 | 2019-07-30
3891624 | Helmer Scientific | FARRAR | FLR245 |  | High Performance Refrigerator | Yes | Variable | 42.8 | 2019-07-30
3891616 | Helmer Scientific | Helmer Scientific | iLR120-GX | iBR120-GX; iPR120-GX | High Performance Refrigerator | Yes | Variable | 18.9 | 2019-07-25
3891618 | Helmer Scientific | Helmer Scientific | HLR125-GX | HBR125-GX; HPR125-GX | High Performance Refrigerator | Yes | Variable | 23.9 | 2019-07-25
3891619 | Helmer Scientific | FARRAR | FLR125 |  | High Performance Refrigerator | Yes | Variable | 23.9 | 2019-07-25
3891612 | Helmer Scientific | Helmer Scientific | iLR125-GX | iBR125-GX; iPR125-GX | High Performance Refrigerator | Yes | Variable | 23.9 | 2019-07-24
3891614 | Helmer Scientific | Helmer Scientific | HLR120-GX | HBR120-GX; HPR120-GX | High Performance Refrigerator | Yes | Variable | 18.9 | 2019-07-24
3891615 | Helmer Scientific | FARRAR | FLR120 |  | High Performance Refrigerator | Yes | Variable | 18.9 | 2019-07-24
4510021 | Standex Scientific Solutions | Horizon Scientific | HS-HC-LAB-R-26-G-B-IM |  | High Performance Refrigerator | No | Automatic | 23 | 2018-12-21
4510022 | Standex Scientific Solutions | American BioTech Supply | ABT-HC-LS-26 |  | High Performance Refrigerator | No | Automatic | 23 | 2018-12-21
4510023 | Standex Scientific Solutions | Lab Research Products | LRP-HC-LB-26 |  | High Performance Refrigerator | No | Automatic | 23 | 2018-12-21
4510024 | Standex Scientific Solutions | Nor-Lake Scientific | NSWD261WWG/0 |  | High Performance Refrigerator | No | Automatic | 23 | 2018-12-21
4510025 | Standex Scientific Solutions | American BioTech Supply | ABT-HC-LP-26-TS |  | High Performance Refrigerator | No | Automatic | 23 | 2018-12-21
4510026 | Standex Scientific Solutions | American BioTech Supply | ABT-HC-LP-26 |  | High Performance Refrigerator | No | Automatic | 23 | 2018-12-21
4510027 | Standex Scientific Solutions | American BioTech Supply | ABT-HC-CP-26-TS |  | High Performance Refrigerator | No | Automatic | 23 | 2018-12-21
4510028 | Standex Scientific Solutions | American BioTech Supply | ABT-HC-CP-26 |  | High Performance Refrigerator | No | Automatic | 23 | 2018-12-21
4510029 | Standex Scientific Solutions | American BioTech Supply | ABT-HC-CS-26 |  | High Performance Refrigerator | No | Automatic | 23 | 2018-12-21
4510030 | Standex Scientific Solutions | American BioTech Supply | PH-ABT-HC-26G |  | High Performance Refrigerator | No | Automatic | 23 | 2018-12-21
4510031 | Standex Scientific Solutions | American BioTech Supply | PH-ABT-HC-S26G |  | High Performance Refrigerator | No | Automatic | 23 | 2018-12-21
4510032 | Standex Scientific Solutions | American BioTech Supply | PH-ABT-NSF-26G |  | High Performance Refrigerator | No | Automatic | 23 | 2018-12-21
4510033 | Standex Scientific Solutions | American BioTech Supply | PH-ABT-NSF-S26G |  | High Performance Refrigerator | No | Automatic | 23 | 2018-12-21
4510034 | Standex Scientific Solutions | American BioTech Supply | CRT-ABT-HC-S26G |  | High Performance Refrigerator | No | Automatic | 23 | 2018-12-21
4510035 | Standex Scientific Solutions | Lab Research Products | LRP-HC-LP-26-TS |  | High Performance Refrigerator | No | Automatic | 23 | 2018-12-21
4510036 | Standex Scientific Solutions | Lab Research Products | LRP-HC-LP-26 |  | High Performance Refrigerator | No | Automatic | 23 | 2018-12-21
4510037 | Standex Scientific Solutions | Lab Research Products | LRP-HC-CP-26-TS |  | High Performance Refrigerator | No | Automatic | 23 | 2018-12-21
4510038 | Standex Scientific Solutions | Lab Research Products | LRP-HC-CP-26 |  | High Performance Refrigerator | No | Automatic | 23 | 2018-12-21
4510039 | Standex Scientific Solutions | Lab Research Products | LRP-HC-CB-26 |  | High Performance Refrigerator | No | Automatic | 23 | 2018-12-21
4510040 | Standex Scientific Solutions | Lab Research Products | PH-LRP-HC-26G |  | High Performance Refrigerator | No | Automatic | 23 | 2018-12-21
4510041 | Standex Scientific Solutions | Lab Research Products | PH-LRP-HC-S26G |  | High Performance Refrigerator | No | Automatic | 23 | 2018-12-21
4510042 | Standex Scientific Solutions | Lab Research Products | PH-LRP-NSF-26G |  | High Performance Refrigerator | No | Automatic | 23 | 2018-12-21
4510043 | Labrepco, Inc. | LabRepCo, LLC | LHU-26-HG |  | High Performance Refrigerator | No | Automatic | 23 | 2018-12-21
3891588 | Helmer Scientific | Helmer Scientific | ILR105-GX | IBR105-GX; IPR105-GX | High Performance Refrigerator | Yes | Automatic | 4.67 | 2018-12-03
3891589 | Helmer Scientific | Helmer Scientific | HLR105-GX | HBR105-GX; HPR105-GX | High Performance Refrigerator | Yes | Automatic | 4.67 | 2018-12-03
3891590 | Helmer Scientific | FARRAR | FLR105 |  | High Performance Refrigerator | Yes | Automatic | 4.67 | 2018-12-03
3845245 | Helmer Scientific | Helmer Scientific | ILR113-GX | IBR113-GX; IPR113-GX | High Performance Refrigerator | Yes | Automatic | 12.25 | 2018-11-19
4015978 | Helmer Scientific | Helmer Scientific | HLR113-GX | HBR113-GX; HPR113-GX | High Performance Refrigerator | Yes | Automatic | 12.25 | 2018-11-19
4479636 | So-Low Environmental Equipment Co., Inc. | So-Low Environmental | DH4-45SGD | DH4-45SGDCH; EC4-45SGD | High Performance Refrigerator | No | Variable | 45 | 2018-02-02
4479637 | Labrepco, Inc. | LabRepCo, LLC | LABL-45-SG |  | High Performance Refrigerator | No | Variable | 45 | 2018-02-02
4479638 | So-Low Environmental Equipment Co., Inc. | So-Low Environmental | DH4-10GD | EC4-10GD | High Performance Refrigerator | No | Variable | 10 | 2018-02-02
4479639 | So-Low Environmental Equipment Co., Inc. | So-Low Environmental | DH4-38SGD | DH4-38SGDCH; EC4-38SGD | High Performance Refrigerator | No | Variable | 38 | 2018-02-02
4479640 | Labrepco, Inc. | LabRepCo, LLC | LABL-38-SG |  | High Performance Refrigerator | No | Variable | 38 | 2018-02-02
4480291 | So-Low Environmental Equipment Co., Inc. | So-Low Environmental | DH4-27GD | DH4-27GDCH; DH4-27GDCH-SS; DH4-27GDSS; EC4-27GD | High Performance Refrigerator | No | Variable | 27 | 2018-02-02
4480292 | Labrepco, Inc. | LabRepCo, LLC | LABL-27-HG | LABL-27-HGSS | High Performance Refrigerator | No | Variable | 27 | 2018-02-02
4480293 | So-Low Environmental Equipment Co., Inc. | So-Low Environmental | DH4-12GD | DH4-12GDSS; EC4-12GD | High Performance Refrigerator | No | Variable | 12 | 2018-02-02
4480294 | Labrepco, Inc. | LabRepCo, LLC | LABL-12-HG | LABL-12-HGSS | High Performance Refrigerator | No | Variable | 12 | 2018-02-02
4480309 | So-Low Environmental Equipment Co., Inc. | So-Low Environmental | DH4-49GD | DH4-49GDCH; DH4-49GDCH-SS; DH4-49GDSS; EC4-49GD | High Performance Refrigerator | No | Variable | 49 | 2018-02-02
4480310 | Labrepco, Inc. | LabRepCo, LLC | LABL-49-HG | LABL-49-HGSS | High Performance Refrigerator | No | Variable | 49 | 2018-02-02
4480313 | So-Low Environmental Equipment Co., Inc. | So-Low Environmental | DH4-74GD | DH4-74GDCH; DH4-74GDCH-SS; DH4-74GDSS; EC4-74GD | High Performance Refrigerator | No | Automatic | 72 | 2018-02-02
4480314 | Labrepco, Inc. | LabRepCo, LLC | LABL-74-HG | LABL-72-HGSS; LABLG-74-HG | High Performance Refrigerator | No | Automatic | 72 | 2018-02-02
4480315 | So-Low Environmental Equipment Co., Inc. | So-Low Environmental | DH4-23GD | DH4-23GDCH; DH4-23GDCH-SS; DH4-23GDSS; EC4-23GD. | High Performance Refrigerator | No | Variable | 23 | 2018-02-02
4480316 | Labrepco, Inc. | LabRepCo, LLC | LABL-23-HG | LABL-23-HGSS | High Performance Refrigerator | No | Variable | 23 | 2018-02-02
4528823 | Hoshizaki America, Inc. | Hoshizaki America, Inc. | HXR2A-HGE |  | High Performance Refrigerator | Yes | Automatic | 50.4 | 2026-01-27
4528822 | Hoshizaki America, Inc. | Hoshizaki America, Inc. | HXR2A-FG |  | High Performance Refrigerator | Yes | Automatic | 50.4 | 2026-01-27
4528821 | Hoshizaki America, Inc. | Hoshizaki America, Inc. | HXR2A-FGE |  | High Performance Refrigerator | Yes | Automatic | 50.4 | 2026-01-27
4528820 | Hoshizaki America, Inc. | Hoshizaki America, Inc. | HXR2A-HS |  | High Performance Refrigerator | Yes | Automatic | 50.4 | 2026-01-27
4528819 | Hoshizaki America, Inc. | Hoshizaki America, Inc. | HXR2A-FS |  | High Performance Refrigerator | Yes | Automatic | 50.4 | 2026-01-27
4528818 | Hoshizaki America, Inc. | Hoshizaki America, Inc. | HXR1A-HS |  | High Performance Refrigerator | Yes | Automatic | 23.1 | 2026-01-27
4528817 | Hoshizaki America, Inc. | Hoshizaki America, Inc. | HXR1A-FG |  | High Performance Refrigerator | Yes | Automatic | 23.1 | 2026-01-27
4528816 | Hoshizaki America, Inc. | Hoshizaki America, Inc. | HXR1A-FS |  | High Performance Refrigerator | Yes | Automatic | 23.1 | 2026-01-27
4528815 | Hoshizaki America, Inc. | Hoshizaki America, Inc. | HXR1A-HGE |  | High Performance Refrigerator | Yes | Automatic | 23.1 | 2026-01-27
4528814 | Hoshizaki America, Inc. | Hoshizaki America, Inc. | HXR1A-FGE |  | High Performance Refrigerator | Yes | Automatic | 23.1 | 2026-01-27
4520375 | Labrepco, Inc. | LabRepCo, LLC | LABL-27-HG | LABL-27-HGSS | High Performance Refrigerator | No | Variable | 27 | 2018-02-02
4520336 | True Manufacturing (True Food Service Equipment) | True Refrigeration | TSCI-150PR-SWG-R-WW-1A | TSCI-150CR-SWG-&-#*-1A; TSCI-150LR-SWG-&-#*-1A; TSCI-150PR-SWG-&-#*-1A | High Performance Refrigerator | Yes | Variable | 4.72 | 2024-11-06
4519617 | True Manufacturing (True Food Service Equipment) | True Refrigeration | TSCI-550LR-SWS-R-WW-1A | TSCI-550CR-SWS-&-#*-1A; TSCI-550LR-SWS-&-#*-1A; TSCI-550PR-SWS-&-#*-1A | High Performance Refrigerator | Yes | Variable | 19.44 | 2024-11-06
4519616 | True Manufacturing (True Food Service Equipment) | True Refrigeration | TSCI-600PR-SWG-R-WW-1A | TSCI-600CR-SWG-&-#*-1A; TSCI-600LR-SWG-&-#*-1A; TSCI-600PR-SWG-&-#*-1A | High Performance Refrigerator | Yes | Variable | 22.13 | 2024-11-06
4519568 | True Manufacturing (True Food Service Equipment) | True Refrigeration | TSCI-600PR-SWS-R-WW-1A | TSCI-600CR-SWS-&-#*-1A; TSCI-600LR-SWS-&-#*-1A; TSCI-600PR-SWS-&-#*-1A | High Performance Refrigerator | Yes | Variable | 22.13 | 2024-11-06
4519567 | True Manufacturing (True Food Service Equipment) | True Refrigeration | TSCI-150PR-SWS-R-WW-1A | TSCI-150CR-SWS-&-#*-1A; TSCI-150LR-SWS-&-#*-1A; TSCI-150PR-SWS-&-#*-1A | High Performance Refrigerator | Yes | Variable | 4.72 | 2024-11-06
4519566 | True Manufacturing (True Food Service Equipment) | True Refrigeration | TSCI-450PR-SWG-R-WW-1A | TSCI-450CR-SWG-&-#*-1A; TSCI-450LR-SWG-&-#*-1A; TSCI-450PR-SWG-&-#*-1A | High Performance Refrigerator | Yes | Variable | 15.46 | 2024-11-06
4519565 | True Manufacturing (True Food Service Equipment) | True Refrigeration | TSCI-550PR-SWG-R-WW-1A | TSCI-550CR-SWG-&-#*-1A; TSCI-550LR-SWG-&-#*-1A; TSCI-550PR-SWG-&-#*-1A | High Performance Refrigerator | Yes | Variable | 19.44 | 2024-11-06
4519563 | True Manufacturing (True Food Service Equipment) | True Refrigeration | TSCI-450PR-SWS-R-WW-1A | TSCI-450CR-SWS-&-#*-1A; TSCI-450LR-SWS-&-#*-1A; TSCI-450PR-SWS-&-#*-1A | High Performance Refrigerator | Yes | Variable | 15.46 | 2024-11-06
4518250 | Standex Scientific Solutions | Ares Scientific | ARS-HC-PL-49 |  | High Performance Refrigerator | No | Automatic | 43.18 | 2023-08-17
4518249 | Standex Scientific Solutions | CME Corp | CMEB-REF-PRM-49-G |  | High Performance Refrigerator | No | Automatic | 43.18 | 2023-08-17
4518248 | Standex Scientific Solutions | DAI Scientific Equipment | DAI-HC-PL-49 |  | High Performance Refrigerator | No | Automatic | 43.18 | 2023-08-17
4518247 | Standex Scientific Solutions | VWR International, LLC. | VWR-HC-PL-49 | VWR-HC-PLD-49-TS | High Performance Refrigerator | No | Automatic | 43.18 | 2023-08-17
4518246 | Biomedical Solutions Inc. | Biomedical Solutions, Inc. | BSI-HC-RI-49 |  | High Performance Refrigerator | No | Automatic | 43.18 | 2023-08-17
4518245 | Labrepco, Inc. | Labrepco, Inc. | LPVT-49-HG | LAB-HC-RI-49 | High Performance Refrigerator | No | Automatic | 43.18 | 2023-08-17
4518244 | Standex Scientific Solutions | Lab Research Products | LRP-HC-PL-49 |  | High Performance Refrigerator | No | Automatic | 43.18 | 2023-08-17
4518243 | Standex Scientific Solutions | Celsius Scientific | CEL-HC-BB-49 | CEL-HC-BB-49-CR | High Performance Refrigerator | No | Automatic | 43.18 | 2023-08-17
4518242 | Standex Scientific Solutions | American BioTech Supply | ABT-HC-PL-49 |  | High Performance Refrigerator | No | Automatic | 43.18 | 2023-08-17
4518241 | Standex Scientific Solutions | Corepoint Scientific | NSBR492WSGCR/0 | CPS-HC-PLD-49-TS ; NSBR492WSG/0 | High Performance Refrigerator | No | Automatic | 43.18 | 2023-08-17
4518240 | Standex Scientific Solutions | Ares Scientific | ARS-HC-PL-23 |  | High Performance Refrigerator | No | Manual | 19.12 | 2023-08-18
4518239 | Standex Scientific Solutions | CME Corp | CMEB-REF-PRM-23-G |  | High Performance Refrigerator | No | Manual | 19.12 | 2023-08-18
4518238 | Standex Scientific Solutions | DAI Scientific Equipment | DAI-HC-PL-23 |  | High Performance Refrigerator | No | Manual | 19.12 | 2023-08-18
4518237 | Standex Scientific Solutions | VWR International, LLC. | VWR-HC-PL-23 | VWR-HC-PLD-23-TS | High Performance Refrigerator | No | Manual | 19.12 | 2023-08-18
4518236 | Biomedical Solutions Inc. | Biomedical Solutions, Inc. | BSI-HC-RI-23 |  | High Performance Refrigerator | No | Manual | 19.12 | 2023-08-18
4518235 | Standex Scientific Solutions | Lab Research Products | LRP-HC-PL-23 |  | High Performance Refrigerator | No | Manual | 19.12 | 2023-08-18
4518234 | Labrepco, Inc. | Labrepco, Inc. | LPVT-23-HG | LAB-HC-RI-23 | High Performance Refrigerator | No | Manual | 19.12 | 2023-08-18
4518233 | Standex Scientific Solutions | Celsius Scientific | CEL-HC-BB-23 | CEL-HC-BB-23-CR | High Performance Refrigerator | No | Manual | 19.12 | 2023-08-18
4518232 | Standex Scientific Solutions | American BioTech Supply | ABT-HC-PL-23 |  | High Performance Refrigerator | No | Manual | 19.12 | 2023-08-18
4518231 | Standex Scientific Solutions | Corepoint Scientific | NSBR231WSG/0 | CPS-HC-PLD-23-TS; NSBR231WSGCR/0 | High Performance Refrigerator | No | Manual | 19.12 | 2023-08-18
4517939 | Thermo Fisher Scientific LLC | Fisher Brand | FBG2305SA |  | High Performance Refrigerator | Yes | Automatic | 21.9 | 2025-12-09
4517938 | Cardinal Health 200, LLC | Cardinal Health | CHG2305SA |  | High Performance Refrigerator | Yes | Automatic | 21.9 | 2025-12-09
4517937 | Thermo Fisher Scientific LLC | Thermo Fisher Scientific | TSG2305SA |  | High Performance Refrigerator | Yes | Automatic | 21.9 | 2025-12-09
4528814 | Hoshizaki America, Inc. | Hoshizaki America, Inc. | HXR1A-FGE |  | High Performance Refrigerator | Yes | Automatic | 23.1 | 2026-01-27
4528815 | Hoshizaki America, Inc. | Hoshizaki America, Inc. | HXR1A-HGE |  | High Performance Refrigerator | Yes | Automatic | 23.1 | 2026-01-27
4528816 | Hoshizaki America, Inc. | Hoshizaki America, Inc. | HXR1A-FS |  | High Performance Refrigerator | Yes | Automatic | 23.1 | 2026-01-27
4528817 | Hoshizaki America, Inc. | Hoshizaki America, Inc. | HXR1A-FG |  | High Performance Refrigerator | Yes | Automatic | 23.1 | 2026-01-27
4528818 | Hoshizaki America, Inc. | Hoshizaki America, Inc. | HXR1A-HS |  | High Performance Refrigerator | Yes | Automatic | 23.1 | 2026-01-27
4528819 | Hoshizaki America, Inc. | Hoshizaki America, Inc. | HXR2A-FS |  | High Performance Refrigerator | Yes | Automatic | 50.4 | 2026-01-27
4528820 | Hoshizaki America, Inc. | Hoshizaki America, Inc. | HXR2A-HS |  | High Performance Refrigerator | Yes | Automatic | 50.4 | 2026-01-27
4528821 | Hoshizaki America, Inc. | Hoshizaki America, Inc. | HXR2A-FGE |  | High Performance Refrigerator | Yes | Automatic | 50.4 | 2026-01-27
4528822 | Hoshizaki America, Inc. | Hoshizaki America, Inc. | HXR2A-FG |  | High Performance Refrigerator | Yes | Automatic | 50.4 | 2026-01-27
4528823 | Hoshizaki America, Inc. | Hoshizaki America, Inc. | HXR2A-HGE |  | High Performance Refrigerator | Yes | Automatic | 50.4 | 2026-01-27
4529140 | Cardinal Health 200, LLC | Cardinal Health | CHU405GA |  | High Performance Refrigerator | Yes | Automatic | 4.24 | 2026-02-03
4529141 | Cardinal Health 200, LLC | Cardinal Health | CHU405SA |  | High Performance Refrigerator | Yes | Automatic | 4.24 | 2026-02-03
4561853 | Follett Products, LLC | Follett | REF5BBi-**-**-00 |  | High Performance Refrigerator | No | Automatic | 4.5 | 2026-02-11
4561854 | Follett Products, LLC | Follett | REF5i-**-**-00 |  | High Performance Refrigerator | Yes | Automatic | 4.5 | 2026-02-11
4561855 | Follett Products, LLC | Follett | REF20i-MC-*0000G |  | High Performance Refrigerator | Yes | Automatic | 17.7 | 2026-02-11
4561856 | Follett Products, LLC | Follett | REF1i-** |  | High Performance Refrigerator | Yes | Automatic | 0.9 | 2026-02-11
4561857 | Follett Products, LLC | Follett | REF2i-** |  | High Performance Refrigerator | Yes | Automatic | 1.6 | 2026-02-11

## Lab Grade Freezers
ENERGY STAR Unique ID | ENERGY STAR Partner | Brand Name | Model Name | Model Number | Additional Model Information | Product Type | NSF/ANSI 456-2021a Certified | Defrost Type | Total Volume (cu. ft.) | Date Certified
4517876 | Standex Scientific Solutions | Ares Scientific | ARS-HC-MFP-17P | ARS-HC-MFP-17P | ARS-HC-EFP-17; ARS-HC-FFP-17; ARS-HC-FFP-17P; ARS-HC-MFP-17 | High Performance Freezer | No | Manual | 16.6 | 2024-02-01
4515204 | Standex Scientific Solutions | VWR International, LLC. | VWR-HC-MFP-17 | VWR-HC-MFP-17 | VWR-HC-EFP-17; VWR-HC-FFP-17; VWR-HC-FFP-17P; VWR-HC-FFP-17-TS; VWR-HC-MFP-17P; VWR-HC-MFP-17-TS | High Performance Freezer | No | Manual | 16.6 | 2024-02-01
4515203 | Labrepco, Inc. | Clinicool and Futura | LHT-17-FFP | LHT-17-FFP | LHE-17-FFP; LHE-17-FMP; LHP-17-FF; LHP-17-FM; LHP-17-FX; LHT-17-FMP | High Performance Freezer | No | Manual | 16.6 | 2024-02-01
4515202 | Standex Scientific Solutions | DAI Scientific Equipment | DAI-HC-FFP-17-TS | DAI-HC-FFP-17-TS | DAI-HC-EFP-17; DAI-HC-FFP-17; DAI-HC-FFP-17P; DAI-HC-MFP-17; DAI-HC-MFP-17P; DAI-HC-MFP-17-TS | High Performance Freezer | No | Manual | 16.6 | 2024-02-01
4515201 | Standex Scientific Solutions | CME Corp | CMEB-FRZ-FLM-17-TS-HCF | CMEB-FRZ-FLM-17-TS-HCF | CMEB-FRZ-17-P-HCF; CMEB-FRZ-17-S-HCF; CMEB-FRZ-17-TS-HCF; CMEB-FRZ-EXP-17-S-HCF; CMEB-FRZ-FLM-17-P-HCF; CMEB-FRZ-FLM-17-S-HCF | High Performance Freezer | No | Manual | 16.6 | 2024-02-01
4515200 | Biomedical Solutions Inc. | Clinicool and Futura | BSI-HC-FFP-17P | BSI-HC-FFP-17P | BSI-HC-EFP-17; BSI-HC-FFP-17; BSI-HC-FFP-17-TS; BSI-HC-MFP-17; BSI-HC-MFP-17P; BSI-HC-MFP-17-TS | High Performance Freezer | No | Manual | 16.6 | 2024-02-01
4515199 | Standex Scientific Solutions | Lab Research Products | LRP-HC-FFP-17P | LRP-HC-FFP-17P | LRP-HC-EFP-17; LRP-HC-FFP-17; LRP-HC-MFP-17; LRP-HC-MFP-17P | High Performance Freezer | No | Manual | 16.6 | 2024-02-01
4515198 | Standex Scientific Solutions | Corepoint Scientific | NSPF171WWW/0MHCTS | NSPF171WWW/0MHCTS | EF171WWW/0MHC; FF171WWW/0MHC; NSPF171WWW/0MHC | High Performance Freezer | No | Manual | 16.6 | 2024-02-01
4515197 | Standex Scientific Solutions | American BioTech Supply | ABT-HC-FFP-17P | ABT-HC-FFP-17P | ABT-HC-EFP-17; ABT-HC-FFP-17; ABT-HC-MFP-17; ABT-HC-MFP-17P | High Performance Freezer | No | Manual | 16.6 | 2024-02-01
4515196 | Standex Scientific Solutions | Corepoint Scientific | FF171WWW/0MHCTS | FF171WWW/0MHCTS |  | High Performance Freezer | No | Manual | 16.6 | 2024-02-01
4512620 | PHC Corporation of North America | PHCbi | MDF-MU549DHL-PA | MDF-MU549DHL-PA |  | High Performance Freezer | No | Manual | 16.8 | 2024-12-19
4512619 | PHC Corporation of North America | PHCbi | MDF-MU539HL-PA | MDF-MU539HL-PA |  | High Performance Freezer | No | Manual | 17.8 | 2024-12-19
4498989 | Felix Storch, Inc. | Accucold | AFS495ML | AFS495ML |  | High Performance Freezer | No | Automatic | 46.38 | 2025-09-12
4481469 | Desmon Spa | Desmon Spa | DS-PGB14C | DS-PGB14Cxxxxxxxxx |  | High Performance Freezer | No | Automatic | 47.31 | 2025-08-20
4481465 | Desmon Spa | Desmon Spa | DS-PGB07C | DS-PGB07Cxxxxxxxxx |  | High Performance Freezer | No | Automatic | 21.8 | 2025-08-20
4479537 | Qingdao Haier Biomedical Co.,Ltd | Haier | DW-30L698 | DW-30L698 |  | High Performance Freezer | No | Manual | 24.76 | 2025-07-23
4479426 | Cardinal Health 200, LLC | Cardinal Health | CHG2325FA | CHG2325FA |  | High Performance Freezer | No | Automatic | 22.11 | 2024-02-12
4479425 | Thermo Fisher Scientific LLC | Fisher Scientific | FBG2325FA | FBG2325FA |  | High Performance Freezer | No | Automatic | 22.11 | 2024-02-12
4479424 | Thermo Fisher Scientific LLC | Thermo Fisher Scientific | TSG2325FA | TSG2325FA |  | High Performance Freezer | No | Automatic | 22.11 | 2024-02-12
4478575 | B Medical Systems S.à r.l. | B Medical Systems S.A.R.L. | F900 | F900 |  | High Performance Freezer | No | Automatic | 27.09 | 2025-07-16
4478574 | B Medical Systems S.à r.l. | B Medical Systems S.A.R.L. | F290 | F290 |  | High Performance Freezer | No | Manual | 9.52 | 2025-07-16
4470541 | Liebherr-Hausgerate Ochsenhausen GmbH | Liebherr | SFPvh 1402 | SFPvh 1402 |  | High Performance Freezer | No | Automatic | 46.8 | 2025-07-07
4470540 | Liebherr-Hausgerate Ochsenhausen GmbH | Liebherr | SFPvh 8401 | SFPvh 8401 |  | High Performance Freezer | No | Automatic | 28.6 | 2025-07-07
4470539 | Liebherr-Hausgerate Ochsenhausen GmbH | Liebherr | SFPvh 6501 | SFPvh 6501 |  | High Performance Freezer | No | Automatic | 20.3 | 2025-07-07
4439161 | Qingdao Haier Biomedical Co.,Ltd | Haier | DW-30L818BPT | DW-30L818BPT |  | High Performance Freezer | No | Manual | 28.9 | 2025-06-23
4439160 | Qingdao Haier Biomedical Co.,Ltd | Haier | DW-30L818BP | DW-30L818BP |  | High Performance Freezer | No | Manual | 28.9 | 2025-06-23
4439113 | Standex Scientific Solutions | VWR International | VWR-HC-MFP-20 | VWR-HC-MFP-20 | VWR-HC-EFP-20; VWR-HC-FFP-20; VWR-HC-FFP-20P; VWR-HC-FFP-20-TS; VWR-HC-MFP-20P; VWR-HC-MFP-20-TS | High Performance Freezer | No | Manual | 19.06 | 2025-06-19
4439112 | Standex Scientific Solutions | VWR International | HCUCFS0120 | HCUCFS0120 | HCUCFS0120LH; NSFHCUCFS0120; NSFHCUCFS0120LH | High Performance Freezer | No | Manual | 1.76 | 2025-06-19
4439111 | Standex Scientific Solutions | VWR International | HCUCBI0420 | HCUCBI0420 | HCUCBI0420AD; HCUCBI0420ADLH; HCUCBI0420LH; HCUCBI0420SS; HCUCBI0420SSLH; NSFHCUCBI0420; NSFHCUCBI0420AD; NSFHCUCBI0420ADLH; NSFHCUCBI0420LH; NSFHCUCBI0420SS; NSFHCUCBI0420SSLH | High Performance Freezer | No | Manual | 4.02 | 2025-06-19
4439101 | Standex Scientific Solutions | Lab Research Products | LRP-HC-MFP-20 | LRP-HC-MFP-20 | LRP-HC-EFP-20; LRP-HC-FFP-20; LRP-HC-FFP-20P; LRP-HC-MFP-20P | High Performance Freezer | No | Manual | 19.06 | 2025-06-19
4439100 | Standex Scientific Solutions | Lab Research Products | LRP-HC-UCBI-0420 | LRP-HC-UCBI-0420 | LRP-HC-UCBI-0420-ADA; LRP-HC-UCBI-0420-ADA-LH; LRP-HC-UCBI-0420-LH; LRP-HC-UCBI-0420SS; LRP-HC-UCBI-0420SS-LH; PH-LRP-HC-UCBI-0420; PH-LRP-HC-UCBI-0420-ADA; PH-LRP-HC-UCBI-0420-ADA-LH; PH-LRP-HC-UCBI-0420-LH; PH-LRP-HC-UCBI-0420SS; PH-LRP-HC-UCBI-0420SS-LH; PH-LRP-NSF-UCBI-0420; PH-LRP-NSF-UCBI-0420-ADA; PH-LRP-NSF-UCBI-0420-ADA-LH; PH-LRP-NSF-UCBI-0420-LH; PH-LRP-NSF-UCBI-0420SS; PH-LRP-NSF-UCBI-0420SS-LH | High Performance Freezer | No | Manual | 4.02 | 2025-06-19
4439099 | Standex Scientific Solutions | Lab Research Products | LRP-HC-UCFS-0120 | LRP-HC-UCFS-0120 | LRP-HC-UCFS-0120-LH; PH-LRP-HC-UCFS-0120; PH-LRP-HC-UCFS-0120-LH; PH-LRP-NSF-UCFS-0120; PH-LRP-NSF-UCFS-0120-LH | High Performance Freezer | No | Manual | 1.76 | 2025-06-19
4437630 | Labrepco, Inc. | LabRepCo, LLC | LHP-20-FM | LHP-20-FM | LHE-20-FFP; LHE-20-FMP; LHP-20-FF; LHP-20-FX; LHT-20-FFP; LHT-20-FMP | High Performance Freezer | No | Manual | 19.06 | 2025-06-18
4437629 | Labrepco, Inc. | LabRepCo, LLC | LHP-5-UFMB | LHP-5-UFMB | LHP-5-UFMB-ADA; LHP-5-UFMB-ADA-L; LHP-5-UFMB-L; LHP-5-UFMB-PH; LHP-5-UFMBPH-ADA; LHP-5-UFMBPH-ADA-L; LHP-5-UFMB-PH-L; LHP-5-UFMB-PHNSF; LHP-5-UFMBPHNSF-ADA; LHP-5-UFMBPHNSF-ADA-L; LHP-5-UFMB-PHNSF-L; LHP-5-UFMBSS; LHP-5-UFMBSS-L; LHP-5-UFMBSS-PH; LHP-5-UFMBSS-PH-L; LHP-5-UFMBSS-PH-NSF; LHP-5-UFMBSS-PH-NSF-L | High Performance Freezer | No | Manual | 4.02 | 2025-06-18
4437628 | Labrepco, Inc. | LabRepCo, LLC | LHP-2-FM | LHP-2-FM | LHP-2-FM-L; LHP-2-FM-PH; LHP-2-FM-PH-L; LHP-2-FM-PHNSF; LHP-2-FM-PH-NSF-L | High Performance Freezer | No | Manual | 1.76 | 2025-06-18
4437597 | So-Low Environmental Equipment Co., Inc. | So-Low | SLW-HC-EFP-20 | SLW-HC-EFP-20 | SLW-HC-FFP-20; SLW-HC-MFP-20 | High Performance Freezer | No | Manual | 19.06 | 2025-06-18
4437596 | So-Low Environmental Equipment Co., Inc. | So-Low | MV30-4UCF | MV30-4UCF | MV25-4UCF-AD; MV30-4UCF-ADA; MV30-4UCFSS | High Performance Freezer | No | Manual | 4.02 | 2025-06-18
4431400 | Standex Scientific Solutions | Corepoint Scientific | NSPF201WWW/0MHC | NSPF201WWW/0MHC | EF201WWW/0MHC; FF201WWW/0MHC; FF201WWW/0MHCTS; NSPF201WWW/0MHCTS | High Performance Freezer | No | Manual | 19.06 | 2025-06-10
4431399 | Standex Scientific Solutions | Corepoint Scientific | PF051SSS/0M | PF051SSS/0M | PF051SSSLH/0M; PF051WWW/0M; PF051WWWADA/0M; PF051WWWADALH/0M; PF051WWWLH/0M | High Performance Freezer | No | Manual | 4.02 | 2025-06-10
4431397 | Standex Scientific Solutions | Corepoint Scientific | PF021WWW/0M | PF021WWW/0M | PF021WWWLH/0M | High Performance Freezer | No | Manual | 1.76 | 2025-06-10
4430192 | Standex Scientific Solutions | DAI Scientific Equipment | DAI-HC-MFP-20 | DAI-HC-MFP-20 | DAI-HC-EFP-20; DAI-HC-FFP-20; DAI-HC-FFP-20P; DAI-HC-FFP-20-TS; DAI-HC-MFP-20P; DAI-HC-MFP-20-TS | High Performance Freezer | No | Manual | 19.06 | 2025-06-09
4430191 | Standex Scientific Solutions | DAI Scientific Equipment | DAI-HC-UCBI-0420 | DAI-HC-UCBI-0420 | DAI-HC-UCBI-0420-ADA; DAI-HC-UCBI-0420-ADA-LH; DAI-HC-UCBI-0420-LH; DAI-HC-UCBI-0420SS; DAI-HC-UCBI-0420SS-LH; PH-DAI-HC-UCBI-0420; PH-DAI-HC-UCBI-0420-ADA; PH-DAI-HC-UCBI-0420-ADA-LH; PH-DAI-HC-UCBI-0420-LH; PH-DAI-HC-UCBI-0420SS; PH-DAI-HC-UCBI-0420SS-LH; PH-DAI-NSF-UCBI-0420; PH-DAI-NSF-UCBI-0420-ADA; PH-DAI-NSF-UCBI-0420-ADA-LH; PH-DAI-NSF-UCBI-0420-LH; PH-DAI-NSF-UCBI-0420SS; PH-DAI-NSF-UCBI-0420SS-LH | High Performance Freezer | No | Manual | 4.02 | 2025-06-09
4430190 | Standex Scientific Solutions | DAI Scientific Equipment | DAI-HC-UCFS-0120 | DAI-HC-UCFS-0120 | DAI-HC-UCFS-0120-LH; PH-DAI-HC-UCFS-0120; PH-DAI-HC-UCFS-0120-LH; PH-DAI-NSF-UCFS-0120; PH-DAI-NSF-UCFS-0120-LH | High Performance Freezer | No | Manual | 1.76 | 2025-06-09
4429519 | Standex Scientific Solutions | CME Corp | CMEB-FRZ-20-S-HCF | CMEB-FRZ-20-S-HCF | CMEB-FRZ-20-P-HCF; CMEB-FRZ-EXP-20-S-HCF; CMEB-FRZ-FLM-20-P-HCF; CMEB-FRZ-FLM-20-S-HCF | High Performance Freezer | No | Manual | 19.06 | 2025-06-06
4429518 | Standex Scientific Solutions | CME Corp | CMEB-FRZ-4PT2-HCF | CMEB-FRZ-4PT2-HCF | CMEB-FRZ-4PT2-ADA-HCF; CMEB-FRZ-4PT2-ADA-HCF-LH; CMEB-FRZ-4PT2-ADA-NSF; CMEB-FRZ-4PT2-ADA-NSF-LH; CMEB-FRZ-4PT2-HCF-LH; CMEB-FRZ-4PT2-NSF; CMEB-FRZ-4PT2-NSF-LH; CMEB-FRZ-4PT2-SS-HCF; CMEB-FRZ-4PT2-SS-HCF-LH; CMEB-FRZ-4PT2-SS-NSF; CMEB-FRZ-4PT2-SS-NSF-LH | High Performance Freezer | No | Manual | 4.02 | 2025-06-06
4429517 | Standex Scientific Solutions | CME Corp | CMEB-FRZ-1PT7-HCF | CMEB-FRZ-1PT7-HCF | CMEB-FRZ-1PT7-HCF-LH; CMEB-FRZ-1PT7-NSF; CMEB-FRZ-1PT7-NSF-LH | High Performance Freezer | No | Manual | 1.76 | 2025-06-06
4429451 | Liebherr-Hausgerate Ochsenhausen GmbH | Liebherr | SFTfg 1501 | SFTfg 1501 |  | High Performance Freezer | No | Manual | 3.5 | 2025-06-05
4429438 | Liebherr-Hausgerate Ochsenhausen GmbH | Liebherr | SFTsg 1501 | SFTsg 1501 |  | High Performance Freezer | No | Manual | 3.5 | 2025-06-05
4429412 | Biomedical Solutions Inc. | Biomedical Solutions, Inc. | BSI-HC-UCFS-0120 | BSI-HC-UCFS-0120 | BSI-HC-UCFS-0120-LH; PH-BSI-HC-UCFS-0120; PH-BSI-HC-UCFS-0120-LH; PH-BSI-NSF-UCFS-0120; PH-BSI-NSF-UCFS-0120-LH | High Performance Freezer | No | Manual | 1.76 | 2025-06-04
4429410 | Biomedical Solutions Inc. | Biomedical Solutions, Inc. | BSI-HC-UCBI-0420 | BSI-HC-UCBI-0420 | BSI-HC-UCBI-0420-ADA; BSI-HC-UCBI-0420-ADA-LH; BSI-HC-UCBI-0420-LH; BSI-HC-UCBI-0420SS; BSI-HC-UCBI-0420SS-LH; PH-BSI-HC-UCBI-0420; PH-BSI-HC-UCBI-0420-ADA; PH-BSI-HC-UCBI-0420-ADA-LH; PH-BSI-HC-UCBI-0420-LH; PH-BSI-HC-UCBI-0420SS; PH-BSI-HC-UCBI-0420SS-LH; PH-BSI-NSF-UCBI-0420; PH-BSI-NSF-UCBI-0420-ADA; PH-BSI-NSF-UCBI-0420-ADA-LH; PH-BSI-NSF-UCBI-0420-LH; PH-BSI-NSF-UCBI-0420SS; PH-BSI-NSF-UCBI-0420SS-LH | High Performance Freezer | No | Manual | 4.02 | 2025-06-04
4429322 | Standex Scientific Solutions | Ares Scientific | ARS-HC-EFP-20 | ARS-HC-EFP-20 | ARS-HC-FFP-20; ARS-HC-FFP-20P; ARS-HC-MFP-20; ARS-HC-MFP-20P | High Performance Freezer | No | Manual | 19.06 | 2025-06-02
4429321 | Standex Scientific Solutions | Ares Scientific | ARS-HC-UCBI-0420 | ARS-HC-UCBI-0420 | ARS-HC-UCBI-0420A; ARS-HC-UCBI-0420-ADA; ARS-HC-UCBI-0420-ADA-LH; ARS-HC-UCBI-0420A-LH; ARS-HC-UCBI-0420-LH; ARS-HC-UCBI-0420SS; ARS-HC-UCBI-0420SS-LH; ARS-HC-UCFS-0420W; PH-ARS-HC-UCBI-0420; PH-ARS-HC-UCBI-0420A; PH-ARS-HC-UCBI-0420-ADA; PH-ARS-HC-UCBI-0420-ADA-LH; PH-ARS-HC-UCBI-0420A-LH; PH-ARS-HC-UCBI-0420-LH; PH-ARS-HC-UCBI-0420SS; PH-ARS-HC-UCBI-0420SS-LH | High Performance Freezer | No | Manual | 4.02 | 2025-06-02
4429320 | Standex Scientific Solutions | Ares Scientific | ARS-HC-UCFS-0120 | ARS-HC-UCFS-0120 | ARS-HC-UCFS-0120-LH; PH-ARS-HC-UCFS-0120; PH-ARS-HC-UCFS-0120-LH | High Performance Freezer | No | Manual | 1.76 | 2025-06-02
4429263 | Standex Scientific Solutions | American BioTech Supply | ABT-HC-MFP-20 | ABT-HC-MFP-20 | ABT-HC-EFP-20; ABT-HC-FFP-20; ABT-HC-FFP-20P; ABT-HC-MFP-20P | High Performance Freezer | No | Manual | 19.06 | 2025-05-29
4429262 | Standex Scientific Solutions | American BioTech Supply | ABT-HC-UCBI-0420 | ABT-HC-UCBI-0420 | ABT-HC-UCBI-0420-ADA; ABT-HC-UCBI-0420-ADA-LH; ABT-HC-UCBI-0420-LH; ABT-HC-UCBI-0420SS; ABT-HC-UCBI-0420SS-LH; PH-ABT-HC-UCBI-0420; PH-ABT-HC-UCBI-0420-ADA; PH-ABT-HC-UCBI-0420-ADA-LH; PH-ABT-HC-UCBI-0420-LH; PH-ABT-HC-UCBI-0420SS; PH-ABT-HC-UCBI-0420SS-IDN; PH-ABT-HC-UCBI-0420SS-LH; PH-ABT-NSF-UCBI-0420; PH-ABT-NSF-UCBI-0420-ADA; PH-ABT-NSF-UCBI-0420-ADA-LH; PH-ABT-NSF-UCBI-0420-LH; PH-ABT-NSF-UCBI-0420SS; PH-ABT-NSF-UCBI-0420SS-LH | High Performance Freezer | No | Manual | 4.02 | 2025-05-29
4429261 | Standex Scientific Solutions | American BioTech Supply | ABT-HC-UCFS-0120 | ABT-HC-UCFS-0120 | ABT-HC-UCFS-0120-LH; PH-ABT-HC-UCFS-0120; PH-ABT-HC-UCFS-0120-DJA; PH-ABT-HC-UCFS-0120-IDN; PH-ABT-HC-UCFS-0120-LH; PH-ABT-NSF-UCFS-0120; PH-ABT-NSF-UCFS-0120-DJA; PH-ABT-NSF-UCFS-0120-LH | High Performance Freezer | No | Manual | 1.76 | 2025-05-29
3995405 | PHC Corporation of North America | PHCbi | MDF-U731M-PA | MDF-U731M-PA |  | High Performance Freezer | No | Manual | 23.8 | 2025-02-14
3891785 | Helmer Scientific | Helmer Scientific | ILF125-GX | ILF125-GX | ILB125-GX | High Performance Freezer | Yes | Automatic | 23.47 | 2021-04-27
3891783 | PHC Corporation of North America | PHCbi | MDF-MU339HL-PA | MDF-MU339HL-PA |  | High Performance Freezer | No | Manual | 13 | 2024-12-19
3891772 | Helmer Scientific | FARRAR | FLF125 | FLF125 |  | High Performance Freezer | No | Automatic | 23.2 | 2021-04-27
3891771 | Helmer Scientific | FARRAR | FLF105 | FLF105 |  | High Performance Freezer | Yes | Automatic | 4.41 | 2020-12-18
3891770 | Helmer Scientific | Helmer Scientific | HBF125-GX | HBF125-GX | HLF125-GX | High Performance Freezer | No | Automatic | 23.2 | 2021-04-27
3891769 | Helmer Scientific | Helmer Scientific | HLF105-GX | HLF105-GX | HBF105-GX; HPF105-GX | High Performance Freezer | Yes | Automatic | 4.41 | 2020-12-18
4517876 | Standex Scientific Solutions | Ares Scientific | ARS-HC-MFP-17P | ARS-HC-MFP-17P | ARS-HC-EFP-17; ARS-HC-FFP-17; ARS-HC-FFP-17P; ARS-HC-MFP-17 | High Performance Freezer | No | Manual | 16.6 | 2024-02-01
4515204 | Standex Scientific Solutions | VWR International, LLC. | VWR-HC-MFP-17 | VWR-HC-MFP-17 | VWR-HC-EFP-17; VWR-HC-FFP-17; VWR-HC-FFP-17P; VWR-HC-FFP-17-TS; VWR-HC-MFP-17P; VWR-HC-MFP-17-TS | High Performance Freezer | No | Manual | 16.6 | 2024-02-01
4515203 | Labrepco, Inc. | Clinicool and Futura | LHT-17-FFP | LHT-17-FFP | LHE-17-FFP; LHE-17-FMP; LHP-17-FF; LHP-17-FM; LHP-17-FX; LHT-17-FMP | High Performance Freezer | No | Manual | 16.6 | 2024-02-01
4515202 | Standex Scientific Solutions | DAI Scientific Equipment | DAI-HC-FFP-17-TS | DAI-HC-FFP-17-TS | DAI-HC-EFP-17; DAI-HC-FFP-17; DAI-HC-FFP-17P; DAI-HC-MFP-17; DAI-HC-MFP-17P; DAI-HC-MFP-17-TS | High Performance Freezer | No | Manual | 16.6 | 2024-02-01
4515201 | Standex Scientific Solutions | CME Corp | CMEB-FRZ-FLM-17-TS-HCF | CMEB-FRZ-FLM-17-TS-HCF | CMEB-FRZ-17-P-HCF; CMEB-FRZ-17-S-HCF; CMEB-FRZ-17-TS-HCF; CMEB-FRZ-EXP-17-S-HCF; CMEB-FRZ-FLM-17-P-HCF; CMEB-FRZ-FLM-17-S-HCF | High Performance Freezer | No | Manual | 16.6 | 2024-02-01
4515200 | Biomedical Solutions Inc. | Clinicool and Futura | BSI-HC-FFP-17P | BSI-HC-FFP-17P | BSI-HC-EFP-17; BSI-HC-FFP-17; BSI-HC-FFP-17-TS; BSI-HC-MFP-17; BSI-HC-MFP-17P; BSI-HC-MFP-17-TS | High Performance Freezer | No | Manual | 16.6 | 2024-02-01
4515199 | Standex Scientific Solutions | Lab Research Products | LRP-HC-FFP-17P | LRP-HC-FFP-17P | LRP-HC-EFP-17; LRP-HC-FFP-17; LRP-HC-MFP-17; LRP-HC-MFP-17P | High Performance Freezer | No | Manual | 16.6 | 2024-02-01
4515198 | Standex Scientific Solutions | Corepoint Scientific | NSPF171WWW/0MHCTS | NSPF171WWW/0MHCTS | EF171WWW/0MHC; FF171WWW/0MHC; NSPF171WWW/0MHC | High Performance Freezer | No | Manual | 16.6 | 2024-02-01
4515197 | Standex Scientific Solutions | American BioTech Supply | ABT-HC-FFP-17P | ABT-HC-FFP-17P | ABT-HC-EFP-17; ABT-HC-FFP-17; ABT-HC-MFP-17; ABT-HC-MFP-17P | High Performance Freezer | No | Manual | 16.6 | 2024-02-01
4515196 | Standex Scientific Solutions | Corepoint Scientific | FF171WWW/0MHCTS | FF171WWW/0MHCTS |  | High Performance Freezer | No | Manual | 16.6 | 2024-02-01
4512620 | PHC Corporation of North America | PHCbi | MDF-MU549DHL-PA | MDF-MU549DHL-PA |  | High Performance Freezer | No | Manual | 16.8 | 2024-12-19
4512619 | PHC Corporation of North America | PHCbi | MDF-MU539HL-PA | MDF-MU539HL-PA |  | High Performance Freezer | No | Manual | 17.8 | 2024-12-19
4498989 | Felix Storch, Inc. | Accucold | AFS495ML | AFS495ML |  | High Performance Freezer | No | Automatic | 46.38 | 2025-09-12
4481469 | Desmon Spa | Desmon Spa | DS-PGB14C | DS-PGB14Cxxxxxxxxx |  | High Performance Freezer | No | Automatic | 47.31 | 2025-08-20
4481465 | Desmon Spa | Desmon Spa | DS-PGB07C | DS-PGB07Cxxxxxxxxx |  | High Performance Freezer | No | Automatic | 21.8 | 2025-08-20
4479537 | Qingdao Haier Biomedical Co.,Ltd | Haier | DW-30L698 | DW-30L698 |  | High Performance Freezer | No | Manual | 24.76 | 2025-07-23
4479426 | Cardinal Health 200, LLC | Cardinal Health | CHG2325FA | CHG2325FA |  | High Performance Freezer | No | Automatic | 22.11 | 2024-02-12
4479425 | Thermo Fisher Scientific LLC | Fisher Scientific | FBG2325FA | FBG2325FA |  | High Performance Freezer | No | Automatic | 22.11 | 2024-02-12
4479424 | Thermo Fisher Scientific LLC | Thermo Fisher Scientific | TSG2325FA | TSG2325FA |  | High Performance Freezer | No | Automatic | 22.11 | 2024-02-12
4478575 | B Medical Systems S.à r.l. | B Medical Systems S.A.R.L. | F900 | F900 |  | High Performance Freezer | No | Automatic | 27.09 | 2025-07-16
4478574 | B Medical Systems S.à r.l. | B Medical Systems S.A.R.L. | F290 | F290 |  | High Performance Freezer | No | Manual | 9.52 | 2025-07-16
4470541 | Liebherr-Hausgerate Ochsenhausen GmbH | Liebherr | SFPvh 1402 | SFPvh 1402 |  | High Performance Freezer | No | Automatic | 46.8 | 2025-07-07
4470540 | Liebherr-Hausgerate Ochsenhausen GmbH | Liebherr | SFPvh 8401 | SFPvh 8401 |  | High Performance Freezer | No | Automatic | 28.6 | 2025-07-07
4470539 | Liebherr-Hausgerate Ochsenhausen GmbH | Liebherr | SFPvh 6501 | SFPvh 6501 |  | High Performance Freezer | No | Automatic | 20.3 | 2025-07-07
4439161 | Qingdao Haier Biomedical Co.,Ltd | Haier | DW-30L818BPT | DW-30L818BPT |  | High Performance Freezer | No | Manual | 28.9 | 2025-06-23
4439160 | Qingdao Haier Biomedical Co.,Ltd | Haier | DW-30L818BP | DW-30L818BP |  | High Performance Freezer | No | Manual | 28.9 | 2025-06-23
4439113 | Standex Scientific Solutions | VWR International | VWR-HC-MFP-20 | VWR-HC-MFP-20 | VWR-HC-EFP-20; VWR-HC-FFP-20; VWR-HC-FFP-20P; VWR-HC-FFP-20-TS; VWR-HC-MFP-20P; VWR-HC-MFP-20-TS | High Performance Freezer | No | Manual | 19.06 | 2025-06-19
4439112 | Standex Scientific Solutions | VWR International | HCUCFS0120 | HCUCFS0120 | HCUCFS0120LH; NSFHCUCFS0120; NSFHCUCFS0120LH | High Performance Freezer | No | Manual | 1.76 | 2025-06-19
4439111 | Standex Scientific Solutions | VWR International | HCUCBI0420 | HCUCBI0420 | HCUCBI0420AD; HCUCBI0420ADLH; HCUCBI0420LH; HCUCBI0420SS; HCUCBI0420SSLH; NSFHCUCBI0420; NSFHCUCBI0420AD; NSFHCUCBI0420ADLH; NSFHCUCBI0420LH; NSFHCUCBI0420SS; NSFHCUCBI0420SSLH | High Performance Freezer | No | Manual | 4.02 | 2025-06-19
4439101 | Standex Scientific Solutions | Lab Research Products | LRP-HC-MFP-20 | LRP-HC-MFP-20 | LRP-HC-EFP-20; LRP-HC-FFP-20; LRP-HC-FFP-20P; LRP-HC-MFP-20P | High Performance Freezer | No | Manual | 19.06 | 2025-06-19
4439100 | Standex Scientific Solutions | Lab Research Products | LRP-HC-UCBI-0420 | LRP-HC-UCBI-0420 | LRP-HC-UCBI-0420-ADA; LRP-HC-UCBI-0420-ADA-LH; LRP-HC-UCBI-0420-LH; LRP-HC-UCBI-0420SS; LRP-HC-UCBI-0420SS-LH; PH-LRP-HC-UCBI-0420; PH-LRP-HC-UCBI-0420-ADA; PH-LRP-HC-UCBI-0420-ADA-LH; PH-LRP-HC-UCBI-0420-LH; PH-LRP-HC-UCBI-0420SS; PH-LRP-HC-UCBI-0420SS-LH; PH-LRP-NSF-UCBI-0420; PH-LRP-NSF-UCBI-0420-ADA; PH-LRP-NSF-UCBI-0420-ADA-LH; PH-LRP-NSF-UCBI-0420-LH; PH-LRP-NSF-UCBI-0420SS; PH-LRP-NSF-UCBI-0420SS-LH | High Performance Freezer | No | Manual | 4.02 | 2025-06-19
4439099 | Standex Scientific Solutions | Lab Research Products | LRP-HC-UCFS-0120 | LRP-HC-UCFS-0120 | LRP-HC-UCFS-0120-LH; PH-LRP-HC-UCFS-0120; PH-LRP-HC-UCFS-0120-LH; PH-LRP-NSF-UCFS-0120; PH-LRP-NSF-UCFS-0120-LH | High Performance Freezer | No | Manual | 1.76 | 2025-06-19
4437630 | Labrepco, Inc. | LabRepCo, LLC | LHP-20-FM | LHP-20-FM | LHE-20-FFP; LHE-20-FMP; LHP-20-FF; LHP-20-FX; LHT-20-FFP; LHT-20-FMP | High Performance Freezer | No | Manual | 19.06 | 2025-06-18
4437629 | Labrepco, Inc. | LabRepCo, LLC | LHP-5-UFMB | LHP-5-UFMB | LHP-5-UFMB-ADA; LHP-5-UFMB-ADA-L; LHP-5-UFMB-L; LHP-5-UFMB-PH; LHP-5-UFMBPH-ADA; LHP-5-UFMBPH-ADA-L; LHP-5-UFMB-PH-L; LHP-5-UFMB-PHNSF; LHP-5-UFMBPHNSF-ADA; LHP-5-UFMBPHNSF-ADA-L; LHP-5-UFMB-PHNSF-L; LHP-5-UFMBSS; LHP-5-UFMBSS-L; LHP-5-UFMBSS-PH; LHP-5-UFMBSS-PH-L; LHP-5-UFMBSS-PH-NSF; LHP-5-UFMBSS-PH-NSF-L | High Performance Freezer | No | Manual | 4.02 | 2025-06-18
4437628 | Labrepco, Inc. | LabRepCo, LLC | LHP-2-FM | LHP-2-FM | LHP-2-FM-L; LHP-2-FM-PH; LHP-2-FM-PH-L; LHP-2-FM-PHNSF; LHP-2-FM-PH-NSF-L | High Performance Freezer | No | Manual | 1.76 | 2025-06-18
4437597 | So-Low Environmental Equipment Co., Inc. | So-Low | SLW-HC-EFP-20 | SLW-HC-EFP-20 | SLW-HC-FFP-20; SLW-HC-MFP-20 | High Performance Freezer | No | Manual | 19.06 | 2025-06-18
4437596 | So-Low Environmental Equipment Co., Inc. | So-Low | MV30-4UCF | MV30-4UCF | MV25-4UCF-AD; MV30-4UCF-ADA; MV30-4UCFSS | High Performance Freezer | No | Manual | 4.02 | 2025-06-18
4431400 | Standex Scientific Solutions | Corepoint Scientific | NSPF201WWW/0MHC | NSPF201WWW/0MHC | EF201WWW/0MHC; FF201WWW/0MHC; FF201WWW/0MHCTS; NSPF201WWW/0MHCTS | High Performance Freezer | No | Manual | 19.06 | 2025-06-10
4431399 | Standex Scientific Solutions | Corepoint Scientific | PF051SSS/0M | PF051SSS/0M | PF051SSSLH/0M; PF051WWW/0M; PF051WWWADA/0M; PF051WWWADALH/0M; PF051WWWLH/0M | High Performance Freezer | No | Manual | 4.02 | 2025-06-10
4431397 | Standex Scientific Solutions | Corepoint Scientific | PF021WWW/0M | PF021WWW/0M | PF021WWWLH/0M | High Performance Freezer | No | Manual | 1.76 | 2025-06-10
4430192 | Standex Scientific Solutions | DAI Scientific Equipment | DAI-HC-MFP-20 | DAI-HC-MFP-20 | DAI-HC-EFP-20; DAI-HC-FFP-20; DAI-HC-FFP-20P; DAI-HC-FFP-20-TS; DAI-HC-MFP-20P; DAI-HC-MFP-20-TS | High Performance Freezer | No | Manual | 19.06 | 2025-06-09
4430191 | Standex Scientific Solutions | DAI Scientific Equipment | DAI-HC-UCBI-0420 | DAI-HC-UCBI-0420 | DAI-HC-UCBI-0420-ADA; DAI-HC-UCBI-0420-ADA-LH; DAI-HC-UCBI-0420-LH; DAI-HC-UCBI-0420SS; DAI-HC-UCBI-0420SS-LH; PH-DAI-HC-UCBI-0420; PH-DAI-HC-UCBI-0420-ADA; PH-DAI-HC-UCBI-0420-ADA-LH; PH-DAI-HC-UCBI-0420-LH; PH-DAI-HC-UCBI-0420SS; PH-DAI-HC-UCBI-0420SS-LH; PH-DAI-NSF-UCBI-0420; PH-DAI-NSF-UCBI-0420-ADA; PH-DAI-NSF-UCBI-0420-ADA-LH; PH-DAI-NSF-UCBI-0420-LH; PH-DAI-NSF-UCBI-0420SS; PH-DAI-NSF-UCBI-0420SS-LH | High Performance Freezer | No | Manual | 4.02 | 2025-06-09
4430190 | Standex Scientific Solutions | DAI Scientific Equipment | DAI-HC-UCFS-0120 | DAI-HC-UCFS-0120 | DAI-HC-UCFS-0120-LH; PH-DAI-HC-UCFS-0120; PH-DAI-HC-UCFS-0120-LH; PH-DAI-NSF-UCFS-0120; PH-DAI-NSF-UCFS-0120-LH | High Performance Freezer | No | Manual | 1.76 | 2025-06-09
4429519 | Standex Scientific Solutions | CME Corp | CMEB-FRZ-20-S-HCF | CMEB-FRZ-20-S-HCF | CMEB-FRZ-20-P-HCF; CMEB-FRZ-EXP-20-S-HCF; CMEB-FRZ-FLM-20-P-HCF; CMEB-FRZ-FLM-20-S-HCF | High Performance Freezer | No | Manual | 19.06 | 2025-06-06
4429518 | Standex Scientific Solutions | CME Corp | CMEB-FRZ-4PT2-HCF | CMEB-FRZ-4PT2-HCF | CMEB-FRZ-4PT2-ADA-HCF; CMEB-FRZ-4PT2-ADA-HCF-LH; CMEB-FRZ-4PT2-ADA-NSF; CMEB-FRZ-4PT2-ADA-NSF-LH; CMEB-FRZ-4PT2-HCF-LH; CMEB-FRZ-4PT2-NSF; CMEB-FRZ-4PT2-NSF-LH; CMEB-FRZ-4PT2-SS-HCF; CMEB-FRZ-4PT2-SS-HCF-LH; CMEB-FRZ-4PT2-SS-NSF; CMEB-FRZ-4PT2-SS-NSF-LH | High Performance Freezer | No | Manual | 4.02 | 2025-06-06
4429517 | Standex Scientific Solutions | CME Corp | CMEB-FRZ-1PT7-HCF | CMEB-FRZ-1PT7-HCF | CMEB-FRZ-1PT7-HCF-LH; CMEB-FRZ-1PT7-NSF; CMEB-FRZ-1PT7-NSF-LH | High Performance Freezer | No | Manual | 1.76 | 2025-06-06
4429451 | Liebherr-Hausgerate Ochsenhausen GmbH | Liebherr | SFTfg 1501 | SFTfg 1501 |  | High Performance Freezer | No | Manual | 3.5 | 2025-06-05
4429438 | Liebherr-Hausgerate Ochsenhausen GmbH | Liebherr | SFTsg 1501 | SFTsg 1501 |  | High Performance Freezer | No | Manual | 3.5 | 2025-06-05
4429412 | Biomedical Solutions Inc. | Biomedical Solutions, Inc. | BSI-HC-UCFS-0120 | BSI-HC-UCFS-0120 | BSI-HC-UCFS-0120-LH; PH-BSI-HC-UCFS-0120; PH-BSI-HC-UCFS-0120-LH; PH-BSI-NSF-UCFS-0120; PH-BSI-NSF-UCFS-0120-LH | High Performance Freezer | No | Manual | 1.76 | 2025-06-04
4429410 | Biomedical Solutions Inc. | Biomedical Solutions, Inc. | BSI-HC-UCBI-0420 | BSI-HC-UCBI-0420 | BSI-HC-UCBI-0420-ADA; BSI-HC-UCBI-0420-ADA-LH; BSI-HC-UCBI-0420-LH; BSI-HC-UCBI-0420SS; BSI-HC-UCBI-0420SS-LH; PH-BSI-HC-UCBI-0420; PH-BSI-HC-UCBI-0420-ADA; PH-BSI-HC-UCBI-0420-ADA-LH; PH-BSI-HC-UCBI-0420-LH; PH-BSI-HC-UCBI-0420SS; PH-BSI-HC-UCBI-0420SS-LH; PH-BSI-NSF-UCBI-0420; PH-BSI-NSF-UCBI-0420-ADA; PH-BSI-NSF-UCBI-0420-ADA-LH; PH-BSI-NSF-UCBI-0420-LH; PH-BSI-NSF-UCBI-0420SS; PH-BSI-NSF-UCBI-0420SS-LH | High Performance Freezer | No | Manual | 4.02 | 2025-06-04
4429322 | Standex Scientific Solutions | Ares Scientific | ARS-HC-EFP-20 | ARS-HC-EFP-20 | ARS-HC-FFP-20; ARS-HC-FFP-20P; ARS-HC-MFP-20; ARS-HC-MFP-20P | High Performance Freezer | No | Manual | 19.06 | 2025-06-02

## ULT Freezers
ENERGY STAR Unique ID | ENERGY STAR Partner | Brand Name | Model Name | Additional Model Information | Product Type | Defrost Type | Total Volume (cu. ft.) | Date Certified
4480929 | B Medical Systems S.à r.l. | B Medical Systems S.A.R.L. | U 701V |  | Ultra-Low Temperature Freezer | Manual | 26.53 | 2025-04-16
4005665 | ESBE Scientific Industries Inc. | ESBE | ESB-E8626DPSE |  | Ultra-Low Temperature Freezer | Manual | 25.42 | 2025-03-24
4439590 | Helmer Scientific | FARRAR | Cyclone |  | Ultra-Low Temperature Freezer | Automatic | 33.09 | 2025-06-30
3891753 | Thermo Fisher Scientific LLC | Fisher-Isotemp | ISO50086GA |  | Ultra-Low Temperature Freezer | Manual | 24.09 | 2024-03-11
3891756 | Thermo Fisher Scientific LLC | Fisher-Isotemp | ISO50086GD |  | Ultra-Low Temperature Freezer | Manual | 24.09 | 2024-03-11
3891757 | Thermo Fisher Scientific LLC | Fisher-Isotemp | ISO50086GV |  | Ultra-Low Temperature Freezer | Manual | 24.09 | 2024-03-11
3891762 | Thermo Fisher Scientific LLC | Fisher-Isotemp | ISO60086GA |  | Ultra-Low Temperature Freezer | Manual | 28.79 | 2024-03-11
3891765 | Thermo Fisher Scientific LLC | Fisher-Isotemp | ISO60086GD |  | Ultra-Low Temperature Freezer | Manual | 28.79 | 2024-03-11
3891766 | Thermo Fisher Scientific LLC | Fisher-Isotemp | ISO60086GV |  | Ultra-Low Temperature Freezer | Manual | 28.79 | 2024-03-11
3891789 | Thermo Fisher Scientific LLC | Fisher-Isotemp | ISO40086GA |  | Ultra-Low Temperature Freezer | Manual | 19.31 | 2024-03-11
3891792 | Thermo Fisher Scientific LLC | Fisher-Isotemp | ISO40086GD |  | Ultra-Low Temperature Freezer | Manual | 19.31 | 2024-03-11
3891793 | Thermo Fisher Scientific LLC | Fisher-Isotemp | ISO40086GV |  | Ultra-Low Temperature Freezer | Manual | 19.31 | 2024-03-11
4510220 | Qingdao Haier Biomedical Co.,Ltd | Haier | DW-86L960BP |  | Ultra-Low Temperature Freezer | Manual | 33.9 | 2025-09-25
4510221 | Qingdao Haier Biomedical Co.,Ltd | Haier | DW-86L960BPT |  | Ultra-Low Temperature Freezer | Manual | 33.9 | 2025-09-25
4510223 | Qingdao Haier Biomedical Co.,Ltd | Haier | DW-86L579BP |  | Ultra-Low Temperature Freezer | Manual | 20.52 | 2025-09-25
4510224 | Qingdao Haier Biomedical Co.,Ltd | Haier | DW-86L579BPT |  | Ultra-Low Temperature Freezer | Manual | 20.52 | 2025-09-25
4480557 | Qingdao Haier Biomedical Co.,Ltd | Haier | DW-86L580BPT |  | Ultra-Low Temperature Freezer | Manual | 20.52 | 2025-07-28
4480559 | Qingdao Haier Biomedical Co.,Ltd | Haier | DW-86L580BP |  | Ultra-Low Temperature Freezer | Manual | 20.52 | 2025-07-28
4437468 | Qingdao Haier Biomedical Co.,Ltd | Haier | DW-86L830BPT |  | Ultra-Low Temperature Freezer | Manual | 29.14 | 2025-06-16
4437469 | Qingdao Haier Biomedical Co.,Ltd | Haier | DW-86L830BP |  | Ultra-Low Temperature Freezer | Manual | 29.14 | 2025-06-16
4437470 | Qingdao Haier Biomedical Co.,Ltd | Haier | DW-86L828BPS |  | Ultra-Low Temperature Freezer | Manual | 29.14 | 2025-06-16
4437471 | Qingdao Haier Biomedical Co.,Ltd | Haier | DW-86L828BPST |  | Ultra-Low Temperature Freezer | Manual | 29.14 | 2025-06-16
4437472 | Qingdao Haier Biomedical Co.,Ltd | Haier | DW-86L729BP |  | Ultra-Low Temperature Freezer | Manual | 25.42 | 2025-06-16
4437473 | Qingdao Haier Biomedical Co.,Ltd | Haier | DW-86L729BPT |  | Ultra-Low Temperature Freezer | Manual | 25.42 | 2025-06-16
4437474 | Qingdao Haier Biomedical Co.,Ltd | Haier | DW-86L829BP |  | Ultra-Low Temperature Freezer | Manual | 29.27 | 2025-06-16
4437475 | Qingdao Haier Biomedical Co.,Ltd | Haier | DW-86L829BPT |  | Ultra-Low Temperature Freezer | Manual | 29.27 | 2025-06-16
4437476 | Qingdao Haier Biomedical Co.,Ltd | Haier | DW-86L959BPT |  | Ultra-Low Temperature Freezer | Manual | 33.9 | 2025-06-16
4437477 | Qingdao Haier Biomedical Co.,Ltd | Haier | DW-86L959BP |  | Ultra-Low Temperature Freezer | Manual | 33.9 | 2025-06-16
4005663 | Qingdao Haier Biomedical Co.,Ltd | Haier | DW-86L728BPS |  | Ultra-Low Temperature Freezer | Manual | 25.42 | 2025-03-24
4005664 | Qingdao Haier Biomedical Co.,Ltd | Haier | DW-86L728BPST |  | Ultra-Low Temperature Freezer | Manual | 25.42 | 2025-03-24
3998983 | Qingdao Haier Biomedical Co.,Ltd | Haier | DW-86L578BPS |  | Ultra-Low Temperature Freezer | Manual | 20.52 | 2025-03-04
3998984 | Qingdao Haier Biomedical Co.,Ltd | Haier | DW-86L578BPST |  | Ultra-Low Temperature Freezer | Manual | 20.52 | 2025-03-04
3798702 | Qingdao Haier Biomedical Co.,Ltd | Haier | DW-86L730BP |  | Ultra-Low Temperature Freezer | Manual | 25.4 | 2024-11-15
3798703 | Qingdao Haier Biomedical Co.,Ltd | Haier | DW-86L730BPT |  | Ultra-Low Temperature Freezer | Manual | 25.4 | 2024-11-15
4481432 | Midea America Corp. | Midea | MD-86L860BS |  | Ultra-Low Temperature Freezer | Manual | 29.62 | 2025-08-20
4481433 | Midea America Corp. | Midea | MD-86L580BS |  | Ultra-Low Temperature Freezer | Manual | 19.93 | 2025-08-20
4481444 | Midea America Corp. | Midea | MD-86L720BS |  | Ultra-Low Temperature Freezer | Manual | 24.79 | 2025-08-20
4514270 | Nuaire Inc | Nuaire | NU-99579VFT |  | Ultra-Low Temperature Freezer | Manual | 20.52 | 2025-11-07
4514271 | Nuaire Inc | Nuaire | NU-99729VFT |  | Ultra-Low Temperature Freezer | Manual | 25.42 | 2025-11-07
4514272 | Nuaire Inc | Nuaire | NU-99829VFT |  | Ultra-Low Temperature Freezer | Manual | 29.27 | 2025-11-07
3995406 | PHC Corporation of North America | PHCbi | MDF-DU500ZHA-PA |  | Ultra-Low Temperature Freezer | Manual | 18.6 | 2025-02-14
3995407 | PHC Corporation of North America | PHCbi | MDF-DU700ZH-PA |  | Ultra-Low Temperature Freezer | Manual | 26 | 2025-02-14
3995408 | PHC Corporation of North America | PHCbi | MDF-DU700ZHA-PA |  | Ultra-Low Temperature Freezer | Manual | 26 | 2025-02-14
3995409 | PHC Corporation of North America | PHCbi | MDF-DU502VH-PA |  | Ultra-Low Temperature Freezer | Manual | 18.75 | 2025-02-14
3995410 | PHC Corporation of North America | PHCbi | MDF-DU502VHA-PA |  | Ultra-Low Temperature Freezer | Manual | 18.78 | 2025-02-14
3995411 | PHC Corporation of North America | PHCbi | MDF-DU503VHA-PA |  | Ultra-Low Temperature Freezer | Manual | 18.5 | 2025-02-14
3995412 | PHC Corporation of North America | PHCbi | MDF-DU702VH-PA |  | Ultra-Low Temperature Freezer | Manual | 25.74 | 2025-02-14
3995413 | PHC Corporation of North America | PHCbi | MDF-DU503VH-PA |  | Ultra-Low Temperature Freezer | Manual | 18.5 | 2025-02-14
3995414 | PHC Corporation of North America | PHCbi | MDF-DU702VHA-PA |  | Ultra-Low Temperature Freezer | Manual | 25.93 | 2025-02-14
3995415 | PHC Corporation of North America | PHCbi | MDF-DU703VHA-PA |  | Ultra-Low Temperature Freezer | Manual | 25.9 | 2025-02-14
3995416 | PHC Corporation of North America | PHCbi | MDF-DU703VH-PA |  | Ultra-Low Temperature Freezer | Manual | 25.9 | 2025-02-14
3995417 | PHC Corporation of North America | PHCbi | MDF-DU901VHA-PA |  | Ultra-Low Temperature Freezer | Manual | 30.1 | 2025-02-14
3848872 | Global Cooling, Inc. | Stirling Ultracold | VAULT100 |  | Ultra-Low Temperature Freezer | Manual | 28.04 | 2024-12-12
3891751 | Thermo Fisher Scientific LLC | Thermo Scientific | TSX50086FA |  | Ultra-Low Temperature Freezer | Manual | 24.09 | 2024-03-11
3891752 | Thermo Fisher Scientific LLC | Thermo Scientific | TSX50086LA |  | Ultra-Low Temperature Freezer | Manual | 24.09 | 2024-03-11
3891755 | Thermo Fisher Scientific LLC | Thermo Scientific | TSX50086CA |  | Ultra-Low Temperature Freezer | Manual | 24.09 | 2024-03-11
3891760 | Thermo Fisher Scientific LLC | Thermo Scientific | TSX60086FA |  | Ultra-Low Temperature Freezer | Manual | 28.79 | 2024-03-11
3891761 | Thermo Fisher Scientific LLC | Thermo Scientific | TSX60086LA |  | Ultra-Low Temperature Freezer | Manual | 28.79 | 2024-03-11
3891764 | Thermo Fisher Scientific LLC | Thermo Scientific | TSX60086CA |  | Ultra-Low Temperature Freezer | Manual | 28.79 | 2024-03-11
3891777 | Thermo Fisher Scientific LLC | Thermo Scientific | TSX70086LA |  | Ultra-Low Temperature Freezer | Manual | 33.56 | 2024-03-11
3891778 | Thermo Fisher Scientific LLC | Thermo Scientific | TSX70086FA |  | Ultra-Low Temperature Freezer | Manual | 33.56 | 2024-03-11
3891780 | Thermo Fisher Scientific LLC | Thermo Scientific | TSX70086CA |  | Ultra-Low Temperature Freezer | Manual | 33.56 | 2024-03-11
3891787 | Thermo Fisher Scientific LLC | Thermo Scientific | TSX40086FA |  | Ultra-Low Temperature Freezer | Manual | 19.31 | 2024-03-11
3891788 | Thermo Fisher Scientific LLC | Thermo Scientific | TSX40086LA |  | Ultra-Low Temperature Freezer | Manual | 19.31 | 2024-03-11
3891791 | Thermo Fisher Scientific LLC | Thermo Scientific | TSX40086CA |  | Ultra-Low Temperature Freezer | Manual | 19.31 | 2024-03-11
3891754 | Thermo Fisher Scientific LLC | VWR-Premium Series ULT | 77618-774 |  | Ultra-Low Temperature Freezer | Manual | 24.09 | 2024-03-11
3891758 | Thermo Fisher Scientific LLC | VWR-Premium Series ULT | 77618-778 |  | Ultra-Low Temperature Freezer | Manual | 24.09 | 2024-03-11
3891759 | Thermo Fisher Scientific LLC | VWR-Premium Series ULT | 471-1356 |  | Ultra-Low Temperature Freezer | Manual | 24.09 | 2024-03-11
3891763 | Thermo Fisher Scientific LLC | VWR-Premium Series ULT | 77168-786 |  | Ultra-Low Temperature Freezer | Manual | 28.79 | 2024-03-11
3891767 | Thermo Fisher Scientific LLC | VWR-Premium Series ULT | 77618-790 |  | Ultra-Low Temperature Freezer | Manual | 28.79 | 2024-03-11
3891768 | Thermo Fisher Scientific LLC | VWR-Premium Series ULT | 471-1357 |  | Ultra-Low Temperature Freezer | Manual | 28.79 | 2024-03-11
3891779 | Thermo Fisher Scientific LLC | VWR-Premium Series ULT | 77618-798 |  | Ultra-Low Temperature Freezer | Manual | 33.56 | 2024-03-11
3891781 | Thermo Fisher Scientific LLC | VWR-Premium Series ULT | 77618-802 |  | Ultra-Low Temperature Freezer | Manual | 33.56 | 2024-03-11
3891782 | Thermo Fisher Scientific LLC | VWR-Premium Series ULT | 471-1358 |  | Ultra-Low Temperature Freezer | Manual | 33.56 | 2024-03-11
3891790 | Thermo Fisher Scientific LLC | VWR-Premium Series ULT | 77618-762 |  | Ultra-Low Temperature Freezer | Manual | 19.31 | 2024-03-11
3891794 | Thermo Fisher Scientific LLC | VWR-Premium Series ULT | 77618-766 |  | Ultra-Low Temperature Freezer | Manual | 19.31 | 2024-03-11
3891795 | Thermo Fisher Scientific LLC | VWR-Premium Series ULT | 471-1355 |  | Ultra-Low Temperature Freezer | Manual | 19.31 | 2024-03-11
4528780 | PHC Corporation of North America | PHCbi | MDF-DU503VXHA-PA |  | Ultra-Low Temperature Freezer | Manual | 18.7 | 2026-01-27
4528781 | PHC Corporation of North America | PHCbi | MDF-DU703VXHA-PA |  | Ultra-Low Temperature Freezer | Manual | 25.9 | 2026-01-27
4570193 | Thermo Fisher Scientific LLC | Thermo Scientific | TSX60086FA | TSX60086CA; TSX60086LA; TSX60086MA | Ultra-Low Temperature Freezer | Manual | 28.82 | 2026-02-19
4570194 | Thermo Fisher Scientific LLC | Fisher-Isotemp | ISO60086GA | ISO60086GD; ISO60086GV | Ultra-Low Temperature Freezer | Manual | 28.82 | 2026-02-19
4570195 | Thermo Fisher Scientific LLC | VWR-Premium Series ULT | 77168-786 | 471-1357; 77618-790 | Ultra-Low Temperature Freezer | Manual | 28.82 | 2026-02-19
4570196 | Thermo Fisher Scientific LLC | Thermo Scientific | TSX40086FA | TSX40086CA; TSX40086LA; TSX40086MA | Ultra-Low Temperature Freezer | Manual | 19.39 | 2026-02-19
4570197 | Thermo Fisher Scientific LLC | Fisher-Isotemp | ISO40086GA | ISO40086GD; ISO40086GV | Ultra-Low Temperature Freezer | Manual | 19.39 | 2026-02-19
4570198 | Thermo Fisher Scientific LLC | VWR-Premium Series ULT | 77618-762 | 471-1355; 77618-766 | Ultra-Low Temperature Freezer | Manual | 19.39 | 2026-02-19
4570199 | Thermo Fisher Scientific LLC | Thermo Fisher Scientific | TSX50086FA | TSX50086CA; TSX50086LA; TSX50086MA | Ultra-Low Temperature Freezer | Manual | 24.09 | 2026-02-19
4570200 | Thermo Fisher Scientific LLC | Fisher-Isotemp | ISO50086GA | ISO50086GD; ISO50086GV | Ultra-Low Temperature Freezer | Manual | 24.09 | 2026-02-19
4570201 | Thermo Fisher Scientific LLC | VWR-Premium Series ULT | 77618-774 | 471-1356; 77618-778 | Ultra-Low Temperature Freezer | Manual | 24.09 | 2026-02-19
4570202 | Thermo Fisher Scientific LLC | Thermo Fisher Scientific | TSX70086FA | TSX70086CA; TSX70086LA; TSX70086MA | Ultra-Low Temperature Freezer | Manual | 33.85 | 2026-02-19
4570203 | Thermo Fisher Scientific LLC | Fisher-Isotemp | ISO70086GA | ISO70086GD; ISO70086GV | Ultra-Low Temperature Freezer | Manual | 33.85 | 2026-02-19
4570204 | Thermo Fisher Scientific LLC | VWR-Premium Series ULT | 77618-798 | 471-1358; 77618-802 | Ultra-Low Temperature Freezer | Manual | 33.85 | 2026-02-19